{"text_format":"3","workbook":"xls","n_sheets":28,"sheets":["封-1_招标工程量清单","扉-1_招标工程量清单","表-01_总说明","表-02_建设项目投标报价汇总表","表-03_单项工程投标报价汇总表","表-04_单位工程投标报价汇总表","表-04_单位工程投标报价汇总表（分专业）","表-08_分部分项工程和单价措施项目清单与计价表","表-11_总价措施项目清单与计价表","表-12_其他项目清单与计价汇总表","表-12-1_暂列金额明细表","表-12-2_材料(工程设备)暂估单价表及调整表","表-12-3_专业工程暂估价及结算价表","表-12-4_计日工表","表-12-5_总承包服务费计价表","表-14_税前项目清单与计价表","表-15_规费、增值税计价表","表-21_发包人提供主要材料和工程设备一览表","表-22_承包人提供主要材料和工程设备一览表","表-23_承包人提供主要材料和工程设备一览表","主要材料及价格表(全部工料机)","主要材料价格表(打勾部分)","主要材料及价格表(有信息价)","主要材料及价格表(主材)","设备及价格表","税后项目清单与计价表","表-08(全费用)_分部分项工程和单价措施项目清单与计价表","表-09(全费用)_工程量清单综合单价分析表(主材)"],"read":"whole","date_system":"1900","formulas":"cached_only"}

{"sheet":"封-1_招标工程量清单","index":0,"n_rows":12,"n_cols":5,"rows_kept":12,"merged":[[0,1,0,2],[1,1,1,3],[2,2,3,2],[5,2,6,2],[8,1,8,3],[9,1,9,3],[10,0,10,1],[10,2,10,4]],"flags":["formulas_cached_only"]}
[null,"车棚工程",null,"工程"]
[null,"招 标 工 程 量 清 单"]
[null,null,"广西壮族自治区北部湾港防城港引航站"]
[null,"招  标  人:"]
[null,null,"(单位盖章)"]
[null,null,"广西火天信工程管理咨询有限公司"]
[null,"造价咨询人:"]
[null,null,"(单位盖章)"]
[null,"2022年08月27日"]
[null,"软件名称及版本号：博奥清单计价软件V17（版本号：17.0.01）\r\n工程计价软件测评合格编号：2016J02"]
[]
[{"$nulls":4},"封-1"]

{"sheet":"扉-1_招标工程量清单","index":1,"n_rows":49,"n_cols":9,"rows_kept":49,"merged":[[3,1,3,6],[7,1,7,7],[16,2,17,4],[16,6,17,8],[17,0,17,1],[18,2,18,4],[18,6,18,8],[24,0,24,1],[24,2,25,4],[24,6,25,8],[25,0,25,1],[26,2,26,4],[26,6,26,8],[32,2,33,4],[32,6,33,8],[33,0,33,1],[34,2,34,4],[34,6,34,8],[41,0,41,1],[41,2,41,4],[41,6,41,8],[46,2,46,7]],"flags":["formulas_cached_only"]}
[]
[]
[]
[null,"车棚工程",{"$nulls":5},"工程"]
[]
[]
[]
[null,"招 标 工 程 量 清 单"]
{"$rows_empty":8}
[null,null,"广西壮族自治区北部湾港防城港引航站",{"$nulls":3},"广西火天信工程管理咨询有限公司"]
["  招  标  人:",{"$nulls":4},"造价咨询人："]
[null,null,"（单位盖章）",{"$nulls":3},"（单位资质专用章）"]
[]
[]
[]
[]
[]
["  法定代表人 ",{"$nulls":4},"法定代表人  "]
["或其授权人：",{"$nulls":4},"或其授权人："]
[null,null,"（签字或盖章）",{"$nulls":3},"（签字或盖章）"]
[]
[]
[]
[]
[]
[]
["编  制  人：",{"$nulls":4},"复  核  人："]
["                 ",null,"（造价人员签字）",{"$nulls":3},"(造价工程师签字盖专用章)"]
[]
[]
[]
[]
[]
[]
["  编 制 时 间:",null,"2022年08月27日",null,null,"复 核 时 间：","2022年08月27日"]
[]
[]
[]
[]
[]
[]
[{"$nulls":8},"扉-1"]

{"sheet":"表-01_总说明","index":2,"n_rows":38,"n_cols":3,"rows_kept":38,"merged":[[0,0,0,2],[2,0,36,2]],"flags":["formulas_cached_only"]}
["总  说  明"]
["工程名称:","车棚工程","第1页 共1页"]
["\r\n\r\n本报价编制依据：\r\n  \r\n(1)招标清单及相关资料；\r\n\r\n(2)《建设工程工程量清单计价规范》(GB 50500-2013)、《〈建设工程工程量清单计价规范     \r\n\r\n》（GB 50500-2013）〉广西壮族自治区实施细则》；                                                   \r\n(3)《建设工程工程量计算规范》(50854～50862-2013)及《建设工程工程量计算规范》广      \r\n\r\n西壮族自治区实施细则(修订本)；\r\n   \r\n(4)2013年《广西壮族自治区建筑装饰装修工程消耗量定额》、2015年《广西壮族自治区安装\r\n\r\n工程消耗量定额》、2011年《广西壮族自治区建筑工程拆除消耗量定额》及配套费用定额和计\r\n\r\n价相关规定；\r\n  \r\n(5)《自治区住房城乡建设厅关于建筑业实施营业税改征增值税后广西壮族自治区建设工       \r\n\r\n程计价依据调整的通知》（桂建标〔2016〕17号）等有关规定及相关资料；\r\n  \r\n(6)《自治区住房城乡建设厅关于调整建设工程定额人工费及有关费率的通知》（桂建标[2018]\r\n\r\n19号文）；\r\n\r\n(7)《关于调整除税价计算适用增值税税率的通知》(桂造价[2019]10号文)；\r\n    \r\n(8)本工程量材料价格执行《防城港市建设工程造价信息》2022年第7期发布的信息材料价格   \r\n\r\n计算，信息价也没有的按市场询价。\r\n"]
{"$rows_empty":34}
[null,"表-01"]

{"sheet":"表-02_建设项目投标报价汇总表","index":3,"n_rows":35,"n_cols":5,"rows_kept":35,"merged":[[0,0,0,4],[1,0,1,3],[1,4,1,4],[2,0,4,0],[2,1,4,1],[2,2,4,2],[2,3,2,4],[3,3,4,3]],"flags":["formulas_cached_only"]}
["建设项目投标报价汇总表"]
["工程名称:车棚工程",{"$nulls":3},"第1页 共1页"]
["序号","单项工程名称","金额(元)","其中:(元)"]
[{"$nulls":3},"暂估价","安全文明"]
[{"$nulls":4},"施工费"]
["1.1","车棚工程-绿化部分"]
["1.2","车棚工程-安装部分"]
["1.3","车棚工程-建筑部分"]
["1.4","设计费"]
["1.5","暂列金额"]
["1.6","专项工程暂估价"]
[null,"        投标报价合计"]
{"$rows_empty":22}
[{"$nulls":4},"表-02"]

{"sheet":"表-03_单项工程投标报价汇总表","index":4,"n_rows":35,"n_cols":5,"rows_kept":35,"merged":[[0,0,0,4],[1,0,1,3],[1,4,1,4],[2,0,4,0],[2,1,4,1],[2,2,4,2],[2,3,2,4],[3,3,4,3]],"flags":["formulas_cached_only"]}
["单项工程投标报价汇总表"]
["工程名称:车棚工程",{"$nulls":3},"第1页 共1页"]
["序号","单位工程名称","金额(元)","其中:(元)"]
[{"$nulls":3},"暂估价","安全文明"]
[{"$nulls":4},"施工费"]
["1.1.1","室外拆除工程"]
["1.1.2","室外绿化工程"]
["1.1.3","室外路面工程"]
["1.2.1","室外照明工程"]
["1.2.2","室外监控工程"]
["1.2.3","室外给水工程"]
["1.2.5","室外雨水工程"]
["1.3.1","膜结构造型1车棚"]
["1.3.2","膜结构造型2车棚"]
["1.4.1","设计费"]
["1.5.1","暂列金额"]
["1.6.1","专项工程暂估价"]
[null,"        投标报价合计"]
{"$rows_empty":16}
[{"$nulls":4},"表-03"]

{"sheet":"表-04_单位工程投标报价汇总表","index":5,"n_rows":168,"n_cols":4,"rows_kept":168,"merged":[[0,0,0,3],[1,0,1,2],[42,0,42,3],[43,0,43,2],[84,0,84,3],[85,0,85,2],[126,0,126,3],[127,0,127,2]],"flags":["formulas_cached_only"]}
["单位工程投标报价汇总表"]
["工程名称:车棚工程",null,null,"第1页 共4页"]
["序号","汇总内容","金额(元)","备注"]
[null,"室外拆除工程"]
["1","分部分项工程和单价措施项目清单计价合计"]
[" 1.1","  其中:暂估价"]
["2","总价措施项目清单计价合计"]
[" 2.1","  其中:安全文明施工费"]
["3","其他项目清单计价合计"]
["4","税前项目清单计价合计"]
["5","规费"]
["6","增值税"]
["7","工程总造价=1+2+3+4+5+6"]
[null,"室外绿化工程"]
["1","分部分项工程和单价措施项目清单计价合计"]
[" 1.1","  其中:暂估价"]
["2","总价措施项目清单计价合计"]
[" 2.1","  其中:安全文明施工费"]
["3","其他项目清单计价合计"]
["4","税前项目清单计价合计"]
["5","规费"]
["6","增值税"]
["7","工程总造价=1+2+3+4+5+6"]
[null,"室外路面工程"]
["1","分部分项工程和单价措施项目清单计价合计"]
[" 1.1","  其中:暂估价"]
["2","总价措施项目清单计价合计"]
[" 2.1","  其中:安全文明施工费"]
["3","其他项目清单计价合计"]
["4","税前项目清单计价合计"]
["5","规费"]
["6","增值税"]
["7","工程总造价=1+2+3+4+5+6"]
[null,"室外照明工程"]
["1","分部分项工程和单价措施项目清单计价合计"]
[" 1.1","  其中:暂估价"]
["2","总价措施项目清单计价合计"]
[" 2.1","  其中:安全文明施工费"]
["3","其他项目清单计价合计"]
["4","税前项目清单计价合计"]
["5","规费"]
[null,null," ","表-04"]
["单位工程投标报价汇总表"]
["工程名称:车棚工程",null,null,"第2页 共4页"]
["序号","汇总内容","金额(元)","备注"]
["6","增值税"]
["7","工程总造价=1+2+3+4+5+6"]
[null,"室外监控工程"]
["1","分部分项工程和单价措施项目清单计价合计"]
[" 1.1","  其中:暂估价"]
["2","总价措施项目清单计价合计"]
[" 2.1","  其中:安全文明施工费"]
["3","其他项目清单计价合计"]
["4","税前项目清单计价合计"]
["5","规费"]
["6","增值税"]
["7","工程总造价=1+2+3+4+5+6"]
[null,"室外给水工程"]
["1","分部分项工程和单价措施项目清单计价合计"]
[" 1.1","  其中:暂估价"]
["2","总价措施项目清单计价合计"]
[" 2.1","  其中:安全文明施工费"]
["3","其他项目清单计价合计"]
["4","税前项目清单计价合计"]
["5","规费"]
["6","增值税"]
["7","工程总造价=1+2+3+4+5+6"]
[null,"室外雨水工程"]
["1","分部分项工程和单价措施项目清单计价合计"]
[" 1.1","  其中:暂估价"]
["2","总价措施项目清单计价合计"]
[" 2.1","  其中:安全文明施工费"]
["3","其他项目清单计价合计"]
["4","税前项目清单计价合计"]
["5","规费"]
["6","增值税"]
["7","工程总造价=1+2+3+4+5+6"]
[null,"膜结构造型1车棚"]
["1","分部分项工程和单价措施项目清单计价合计"]
[" 1.1","  其中:暂估价"]
["2","总价措施项目清单计价合计"]
[" 2.1","  其中:安全文明施工费"]
["3","其他项目清单计价合计"]
[null,null," ","表-04"]
["单位工程投标报价汇总表"]
["工程名称:车棚工程",null,null,"第3页 共4页"]
["序号","汇总内容","金额(元)","备注"]
["4","税前项目清单计价合计"]
["5","规费"]
["6","增值税"]
["7","工程总造价=1+2+3+4+5+6"]
[null,"膜结构造型2车棚"]
["1","分部分项工程和单价措施项目清单计价合计"]
[" 1.1","  其中:暂估价"]
["2","总价措施项目清单计价合计"]
[" 2.1","  其中:安全文明施工费"]
["3","其他项目清单计价合计"]
["4","税前项目清单计价合计"]
["5","规费"]
["6","增值税"]
["7","工程总造价=1+2+3+4+5+6"]
[null,"设计费"]
["1","分部分项工程和单价措施项目清单计价合计"]
[" 1.1","  其中:暂估价"]
["2","总价措施项目清单计价合计"]
[" 2.1","  其中:安全文明施工费"]
["3","其他项目清单计价合计"]
["4","税前项目清单计价合计"]
["5","规费"]
["6","增值税"]
["7","工程总造价=1+2+3+4+5+6"]
[null,"暂列金额"]
["1","分部分项工程和单价措施项目清单计价合计"]
[" 1.1","  其中:暂估价"]
["2","总价措施项目清单计价合计"]
[" 2.1","  其中:安全文明施工费"]
["3","其他项目清单计价合计"]
["4","税前项目清单计价合计"]
["5","规费"]
["6","增值税"]
["7","工程总造价=1+2+3+4+5+6"]
[null,"专项工程暂估价"]
["1","分部分项工程和单价措施项目清单计价合计"]
[" 1.1","  其中:暂估价"]
["2","总价措施项目清单计价合计"]
[null,null," ","表-04"]
["单位工程投标报价汇总表"]
["工程名称:车棚工程",null,null,"第4页 共4页"]
["序号","汇总内容","金额(元)","备注"]
[" 2.1","  其中:安全文明施工费"]
["3","其他项目清单计价合计"]
["4","税前项目清单计价合计"]
["5","规费"]
["6","增值税"]
["7","工程总造价=1+2+3+4+5+6"]
[null,"工程项目汇总"]
["1","分部分项工程和单价措施项目清单计价合计"]
["1.1","  其中:暂估价"]
["2","总价措施项目清单计价合计"]
["2.1","  其中:安全文明施工费"]
["3","其他项目清单计价合计"]
["4","税前项目清单计价合计"]
["5","规费"]
["6","增值税"]
["7","工程总造价=1+2+3+4+5+6"]
{"$rows_empty":22}
[null,null," ","表-04"]

{"sheet":"表-04_单位工程投标报价汇总表（分专业）","index":6,"n_rows":336,"n_cols":4,"rows_kept":336,"merged":[[0,0,0,3],[1,0,1,2],[42,0,42,3],[43,0,43,2],[84,0,84,3],[85,0,85,2],[126,0,126,3],[127,0,127,2],[168,0,168,3],[169,0,169,2],[210,0,210,3],[211,0,211,2],[252,0,252,3],[253,0,253,2],[294,0,294,3],[295,0,295,2]],"flags":["formulas_cached_only"]}
["单位工程投标报价汇总表"]
["工程名称:车棚工程",null,null,"第1页 共8页"]
["序号","汇总内容","金额(元)","备注"]
[null,"室外拆除工程"]
["一","市政综合工程(营改增)一般计税法"]
["1","分部分项工程和单价措施项目清单计价合计"]
["1.1","其中:暂估价"]
["2","总价措施项目清单计价合计"]
["2.1","安全文明施工费"]
["3","其他项目清单计价合计"]
["4","税前项目清单计价合计"]
["5","规费、税金项目清单计价合计"]
["5.1","规费"]
["5.2","增值税"]
["6","工程总造价"]
[null,"工程总价"]
["1","分部分项工程和单价措施项目清单计价合计"]
["1.1","其中:暂估价"]
["2","总价措施项目清单计价合计"]
["2.1","安全文明施工费"]
["3","其他项目清单计价合计"]
["4","税前项目清单计价合计"]
["5","规费、税金项目清单计价合计"]
["5.1","规费"]
["5.2","增值税"]
["6","工程总造价"]
[null,"室外绿化工程"]
["一","绿化工程(营改增)一般计税法"]
["1","分部分项工程和单价措施项目清单计价合计"]
["1.1","其中:暂估价"]
["2","总价措施项目清单计价合计"]
["2.1","安全文明施工费"]
["3","其他项目清单计价合计"]
["4","税前项目清单计价合计"]
["5","规费、税金项目清单计价合计"]
["5.1","规费"]
["5.2","增值税"]
["6","工程总造价"]
[null,"工程总价"]
["1","分部分项工程和单价措施项目清单计价合计"]
["1.1","其中:暂估价"]
[null,null," ","表-04"]
["单位工程投标报价汇总表"]
["工程名称:车棚工程",null,null,"第2页 共8页"]
["序号","汇总内容","金额(元)","备注"]
["2","总价措施项目清单计价合计"]
["2.1","安全文明施工费"]
["3","其他项目清单计价合计"]
["4","税前项目清单计价合计"]
["5","规费、税金项目清单计价合计"]
["5.1","规费"]
["5.2","增值税"]
["6","工程总造价"]
[null,"室外路面工程"]
["一","市政综合工程(营改增)一般计税法"]
["1","分部分项工程和单价措施项目清单计价合计"]
["1.1","其中:暂估价"]
["2","总价措施项目清单计价合计"]
["2.1","安全文明施工费"]
["3","其他项目清单计价合计"]
["4","税前项目清单计价合计"]
["5","规费、税金项目清单计价合计"]
["5.1","规费"]
["5.2","增值税"]
["6","工程总造价"]
[null,"工程总价"]
["1","分部分项工程和单价措施项目清单计价合计"]
["1.1","其中:暂估价"]
["2","总价措施项目清单计价合计"]
["2.1","安全文明施工费"]
["3","其他项目清单计价合计"]
["4","税前项目清单计价合计"]
["5","规费、税金项目清单计价合计"]
["5.1","规费"]
["5.2","增值税"]
["6","工程总造价"]
[null,"室外照明工程"]
["一","给排水、燃气、电气、通风空调、消防、建筑智能、通信、自控仪表工程(营改增)一般计税法"]
["1","分部分项工程和单价措施项目清单计价合计"]
["1.1","其中:暂估价"]
["2","总价措施项目清单计价合计"]
["2.1","安全文明施工费"]
["3","其他项目清单计价合计"]
[null,null," ","表-04"]
["单位工程投标报价汇总表"]
["工程名称:车棚工程",null,null,"第3页 共8页"]
["序号","汇总内容","金额(元)","备注"]
["4","税前项目清单计价合计"]
["5","规费、税金项目清单计价合计"]
["5.1","规费"]
["5.2","增值税"]
["6","工程总造价"]
[null,"工程总价"]
["1","分部分项工程和单价措施项目清单计价合计"]
["1.1","其中:暂估价"]
["2","总价措施项目清单计价合计"]
["2.1","安全文明施工费"]
["3","其他项目清单计价合计"]
["4","税前项目清单计价合计"]
["5","规费、税金项目清单计价合计"]
["5.1","规费"]
["5.2","增值税"]
["6","工程总造价"]
[null,"室外监控工程"]
["一","给排水、燃气、电气、通风空调、消防、建筑智能、通信、自控仪表工程(营改增)一般计税法"]
["1","分部分项工程和单价措施项目清单计价合计"]
["1.1","其中:暂估价"]
["2","总价措施项目清单计价合计"]
["2.1","安全文明施工费"]
["3","其他项目清单计价合计"]
["4","税前项目清单计价合计"]
["5","规费、税金项目清单计价合计"]
["5.1","规费"]
["5.2","增值税"]
["6","工程总造价"]
[null,"工程总价"]
["1","分部分项工程和单价措施项目清单计价合计"]
["1.1","其中:暂估价"]
["2","总价措施项目清单计价合计"]
["2.1","安全文明施工费"]
["3","其他项目清单计价合计"]
["4","税前项目清单计价合计"]
["5","规费、税金项目清单计价合计"]
["5.1","规费"]
["5.2","增值税"]
[null,null," ","表-04"]
["单位工程投标报价汇总表"]
["工程名称:车棚工程",null,null,"第4页 共8页"]
["序号","汇总内容","金额(元)","备注"]
["6","工程总造价"]
[null,"室外给水工程"]
["一","市政综合工程(营改增)一般计税法"]
["1","分部分项工程和单价措施项目清单计价合计"]
["1.1","其中:暂估价"]
["2","总价措施项目清单计价合计"]
["2.1","安全文明施工费"]
["3","其他项目清单计价合计"]
["4","税前项目清单计价合计"]
["5","规费、税金项目清单计价合计"]
["5.1","规费"]
["5.2","增值税"]
["6","工程总造价"]
[null,"工程总价"]
["1","分部分项工程和单价措施项目清单计价合计"]
["1.1","其中:暂估价"]
["2","总价措施项目清单计价合计"]
["2.1","安全文明施工费"]
["3","其他项目清单计价合计"]
["4","税前项目清单计价合计"]
["5","规费、税金项目清单计价合计"]
["5.1","规费"]
["5.2","增值税"]
["6","工程总造价"]
[null,"室外雨水工程"]
["一","市政综合工程(营改增)一般计税法"]
["1","分部分项工程和单价措施项目清单计价合计"]
["1.1","其中:暂估价"]
["2","总价措施项目清单计价合计"]
["2.1","安全文明施工费"]
["3","其他项目清单计价合计"]
["4","税前项目清单计价合计"]
["5","规费、税金项目清单计价合计"]
["5.1","规费"]
["5.2","增值税"]
["6","工程总造价"]
[null,"工程总价"]
["1","分部分项工程和单价措施项目清单计价合计"]
[null,null," ","表-04"]
["单位工程投标报价汇总表"]
["工程名称:车棚工程",null,null,"第5页 共8页"]
["序号","汇总内容","金额(元)","备注"]
["1.1","其中:暂估价"]
["2","总价措施项目清单计价合计"]
["2.1","安全文明施工费"]
["3","其他项目清单计价合计"]
["4","税前项目清单计价合计"]
["5","规费、税金项目清单计价合计"]
["5.1","规费"]
["5.2","增值税"]
["6","工程总造价"]
[null,"膜结构造型1车棚"]
["一","建筑装饰装修工程(营改增)一般计税法"]
["1","分部分项工程和单价措施项目清单计价合计"]
["1.1","其中:暂估价"]
["2","总价措施项目清单计价合计"]
["2.1","安全文明施工费"]
["3","其他项目清单计价合计"]
["4","税前项目清单计价合计"]
["5","规费、税金项目清单计价合计"]
["5.1","规费"]
["5.2","增值税"]
["6","工程总造价"]
[null,"工程总价"]
["1","分部分项工程和单价措施项目清单计价合计"]
["1.1","其中:暂估价"]
["2","总价措施项目清单计价合计"]
["2.1","安全文明施工费"]
["3","其他项目清单计价合计"]
["4","税前项目清单计价合计"]
["5","规费、税金项目清单计价合计"]
["5.1","规费"]
["5.2","增值税"]
["6","工程总造价"]
[null,"膜结构造型2车棚"]
["一","建筑装饰装修工程(营改增)一般计税法"]
["1","分部分项工程和单价措施项目清单计价合计"]
["1.1","其中:暂估价"]
["2","总价措施项目清单计价合计"]
["2.1","安全文明施工费"]
[null,null," ","表-04"]
["单位工程投标报价汇总表"]
["工程名称:车棚工程",null,null,"第6页 共8页"]
["序号","汇总内容","金额(元)","备注"]
["3","其他项目清单计价合计"]
["4","税前项目清单计价合计"]
["5","规费、税金项目清单计价合计"]
["5.1","规费"]
["5.2","增值税"]
["6","工程总造价"]
[null,"工程总价"]
["1","分部分项工程和单价措施项目清单计价合计"]
["1.1","其中:暂估价"]
["2","总价措施项目清单计价合计"]
["2.1","安全文明施工费"]
["3","其他项目清单计价合计"]
["4","税前项目清单计价合计"]
["5","规费、税金项目清单计价合计"]
["5.1","规费"]
["5.2","增值税"]
["6","工程总造价"]
[null,"设计费"]
["一","建筑装饰装修工程(营改增)一般计税法"]
["1","分部分项工程和单价措施项目清单计价合计"]
["1.1","其中:暂估价"]
["2","总价措施项目清单计价合计"]
["2.1","安全文明施工费"]
["3","其他项目清单计价合计"]
["4","税前项目清单计价合计"]
["5","规费、税金项目清单计价合计"]
["5.1","规费"]
["5.2","增值税"]
["6","工程总造价"]
[null,"工程总价"]
["1","分部分项工程和单价措施项目清单计价合计"]
["1.1","其中:暂估价"]
["2","总价措施项目清单计价合计"]
["2.1","安全文明施工费"]
["3","其他项目清单计价合计"]
["4","税前项目清单计价合计"]
["5","规费、税金项目清单计价合计"]
["5.1","规费"]
[null,null," ","表-04"]
["单位工程投标报价汇总表"]
["工程名称:车棚工程",null,null,"第7页 共8页"]
["序号","汇总内容","金额(元)","备注"]
["5.2","增值税"]
["6","工程总造价"]
[null,"暂列金额"]
["一","建筑装饰装修工程(营改增)一般计税法"]
["1","分部分项工程和单价措施项目清单计价合计"]
["1.1","其中:暂估价"]
["2","总价措施项目清单计价合计"]
["2.1","安全文明施工费"]
["3","其他项目清单计价合计"]
["4","税前项目清单计价合计"]
["5","规费、税金项目清单计价合计"]
["5.1","规费"]
["5.2","增值税"]
["6","工程总造价"]
[null,"工程总价"]
["1","分部分项工程和单价措施项目清单计价合计"]
["1.1","其中:暂估价"]
["2","总价措施项目清单计价合计"]
["2.1","安全文明施工费"]
["3","其他项目清单计价合计"]
["4","税前项目清单计价合计"]
["5","规费、税金项目清单计价合计"]
["5.1","规费"]
["5.2","增值税"]
["6","工程总造价"]
[null,"专项工程暂估价"]
["一","建筑装饰装修工程(营改增)一般计税法"]
["1","分部分项工程和单价措施项目清单计价合计"]
["1.1","其中:暂估价"]
["2","总价措施项目清单计价合计"]
["2.1","安全文明施工费"]
["3","其他项目清单计价合计"]
["4","税前项目清单计价合计"]
["5","规费、税金项目清单计价合计"]
["5.1","规费"]
["5.2","增值税"]
["6","工程总造价"]
[null,"工程总价"]
[null,null," ","表-04"]
["单位工程投标报价汇总表"]
["工程名称:车棚工程",null,null,"第8页 共8页"]
["序号","汇总内容","金额(元)","备注"]
["1","分部分项工程和单价措施项目清单计价合计"]
["1.1","其中:暂估价"]
["2","总价措施项目清单计价合计"]
["2.1","安全文明施工费"]
["3","其他项目清单计价合计"]
["4","税前项目清单计价合计"]
["5","规费、税金项目清单计价合计"]
["5.1","规费"]
["5.2","增值税"]
["6","工程总造价"]
[null,"工程项目汇总"]
["1","分部分项工程和单价措施项目清单计价合计"]
["1.1","其中:暂估价"]
["2","总价措施项目清单计价合计"]
["2.1","安全文明施工费"]
["3","其他项目清单计价合计"]
["4","税前项目清单计价合计"]
["5","规费、税金项目清单计价合计"]
["5.1","规费"]
["5.2","增值税"]
["6","工程总造价"]
{"$rows_empty":17}
[null,null," ","表-04"]

{"sheet":"表-08_分部分项工程和单价措施项目清单与计价表","index":7,"n_rows":791,"n_cols":8,"rows_kept":791,"merged":[[0,0,0,7],[1,0,1,5],[1,6,1,7],[2,0,4,0],[2,1,4,1],[2,2,4,2],[2,3,4,3],[2,4,4,4],[2,5,2,7],[3,5,4,5],[3,6,4,6],[41,0,41,7],[42,0,42,5],[42,6,42,7],[43,0,45,0],[43,1,45,1],[43,2,45,2],[43,3,45,3],[43,4,45,4],[43,5,43,7],[44,5,45,5],[44,6,45,6],[83,0,83,7],[84,0,84,5],[84,6,84,7],[85,0,87,0],[85,1,87,1],[85,2,87,2],[85,3,87,3],[85,4,87,4],[85,5,85,7],[86,5,87,5],[86,6,87,6],[125,0,125,7],[126,0,126,5],[126,6,126,7],[127,0,129,0],[127,1,129,1],[127,2,129,2],[127,3,129,3],[127,4,129,4],[127,5,127,7],[128,5,129,5],[128,6,129,6],[168,0,168,7],[169,0,169,5],[169,6,169,7],[170,0,172,0],[170,1,172,1],[170,2,172,2],[170,3,172,3],[170,4,172,4],[170,5,170,7],[171,5,172,5],[171,6,172,6],[211,0,211,7],[212,0,212,5],[212,6,212,7],[213,0,215,0],[213,1,215,1],[213,2,215,2],[213,3,215,3],[213,4,215,4],[213,5,213,7],[214,5,215,5],[214,6,215,6],[253,0,253,7],[254,0,254,5],[254,6,254,7],[255,0,257,0],[255,1,257,1],[255,2,257,2],[255,3,257,3],[255,4,257,4],[255,5,255,7],[256,5,257,5],[256,6,257,6],[295,0,295,7],[296,0,296,5],[296,6,296,7],[297,0,299,0],[297,1,299,1],[297,2,299,2],[297,3,299,3],[297,4,299,4],[297,5,297,7],[298,5,299,5],[298,6,299,6],[337,0,337,7],[338,0,338,5],[338,6,338,7],[339,0,341,0],[339,1,341,1],[339,2,341,2],[339,3,341,3],[339,4,341,4],[339,5,339,7],[340,5,341,5],[340,6,341,6],[379,0,379,7],[380,0,380,5],[380,6,380,7],[381,0,383,0],[381,1,383,1],[381,2,383,2],[381,3,383,3],[381,4,383,4],[381,5,381,7],[382,5,383,5],[382,6,383,6],[422,0,422,7],[423,0,423,5],[423,6,423,7],[424,0,426,0],[424,1,426,1],[424,2,426,2],[424,3,426,3],[424,4,426,4],[424,5,424,7],[425,5,426,5],[425,6,426,6],[463,0,463,7],[464,0,464,5],[464,6,464,7],[465,0,467,0],[465,1,467,1],[465,2,467,2],[465,3,467,3],[465,4,467,4],[465,5,465,7],[466,5,467,5],[466,6,467,6],[505,0,505,7],[506,0,506,5],[506,6,506,7],[507,0,509,0],[507,1,509,1],[507,2,509,2],[507,3,509,3],[507,4,509,4],[507,5,507,7],[508,5,509,5],[508,6,509,6],[545,0,545,7],[546,0,546,5],[546,6,546,7],[547,0,549,0],[547,1,549,1],[547,2,549,2],[547,3,549,3],[547,4,549,4],[547,5,547,7],[548,5,549,5],[548,6,549,6],[583,0,583,7],[584,0,584,5],[584,6,584,7],[585,0,587,0],[585,1,587,1],[585,2,587,2],[585,3,587,3],[585,4,587,4],[585,5,585,7],[586,5,587,5],[586,6,587,6],[625,0,625,7],[626,0,626,5],[626,6,626,7],[627,0,629,0],[627,1,629,1],[627,2,629,2],[627,3,629,3],[627,4,629,4],[627,5,627,7],[628,5,629,5],[628,6,629,6],[662,0,662,7],[663,0,663,5],[663,6,663,7],[664,0,666,0],[664,1,666,1],[664,2,666,2],[664,3,666,3],[664,4,666,4],[664,5,664,7],[665,5,666,5],[665,6,666,6],[705,0,705,7],[706,0,706,5],[706,6,706,7],[707,0,709,0],[707,1,709,1],[707,2,709,2],[707,3,709,3],[707,4,709,4],[707,5,707,7],[708,5,709,5],[708,6,709,6],[748,0,748,7],[749,0,749,5],[749,6,749,7],[750,0,752,0],[750,1,752,1],[750,2,752,2],[750,3,752,3],[750,4,752,4],[750,5,750,7],[751,5,752,5],[751,6,752,6]],"flags":["formulas_cached_only"]}
["分部分项工程和单价措施项目清单与计价表"]
["工程名称:车棚工程 ",{"$nulls":5},"第1页 共19页"]
["序\r\n\r\n号","项目编码","项目名称及\r\n项目特征描述","计量单位","工程量","金额(元)"]
[{"$nulls":5},"综合单价","合 价","其中："]
[{"$nulls":7},"暂估价"]
[null,null,"室外拆除工程"]
[null,null,"分部分项工程"]
[null,null,"G.1 人工拆除工程"]
["1","041001005001","拆除120*300路缘石","m","4.00"]
[null,null,"石质或砼路缘石"]
[null,null,"运至被拆除建筑物30m以内指定地点清理归堆、码放整齐"]
["2","041001005002","拆除平石","m","5.50"]
[null,null,"石质或砼路缘石"]
[null,null,"运至被拆除建筑物30m以内指定地点清理归堆、码放整齐"]
["3","011605001001","平面块料拆除","㎡","22.00"]
[null,null,"施工部位:室外地面砖拆除"]
[null,null,"1.拆除的基层类型:水泥砂浆"]
[null,null,"2.饰面材料种类:植草砖"]
[null,null,"3.拆除的渣土废弃材料全部下地，运至被拆除建筑物30m以内指定地点，清理归堆、码放整齐"]
["4","041001001001","拆除路面","㎡","1054.24"]
[null,null,"1.拆除方式:岩石破碎机拆除"]
[null,null,"2.拆除构件的厚度:15cm"]
[null,null,"G.4 渣土场外运输"]
["5","040103002001","余方弃置","","159.58"]
[null,null,"1.废弃料品种:拆除渣土、构件"]
[null,null,"2.运距:1km"]
["6","桂040103003001","渣土运输每增1km","·km","3032.02"]
[null,null,"1.土或石类别:拆除渣土、构件"]
[null,null,"     小    计"]
[null,null,"     ∑人工费"]
[null,null,"     ∑材料费"]
[null,null,"     ∑机械费"]
[null,null,"     ∑管理费"]
[null,null,"     ∑利  润"]
[null,null,"单价措施项目"]
[]
[null,null,"     小    计"]
[null,null,"     ∑人工费"]
[null,null,"     ∑材料费"]
[null,null,"     ∑机械费"]
[{"$nulls":7},"表-08"]
["分部分项工程和单价措施项目清单与计价表"]
["工程名称:车棚工程 ",{"$nulls":5},"第2页 共19页"]
["序\r\n\r\n号","项目编码","项目名称及\r\n项目特征描述","计量单位","工程量","金额(元)"]
[{"$nulls":5},"综合单价","合 价","其中："]
[{"$nulls":7},"暂估价"]
[null,null,"     ∑管理费"]
[null,null,"     ∑利  润"]
[null,null,"     合    计"]
[null,null,"     ∑人工费"]
[null,null,"     ∑材料费"]
[null,null,"     ∑机械费"]
[null,null,"     ∑管理费"]
[null,null,"     ∑利  润"]
[null,null,"室外绿化工程"]
[null,null,"分部分项工程"]
[null,null,"1、绿化工程"]
["7","桂050102018001","植草砖（格）植草","㎡","630.00"]
[null,null,"部位:室外"]
[null,null,"1.草坪种类:植草砖植草"]
[null,null,"2.养护期:12个月"]
["8","050102012001","铺种草皮","㎡","137.00"]
[null,null,"部位:室外"]
[null,null,"1.草皮种类:马尼拉草"]
[null,null,"2.铺种方式:满铺"]
[null,null,"3.养护期:12个月"]
["9","050101009001","种植土回(换)填","","41.10"]
[null,null,"部位:室外"]
[null,null,"1.回填土质要求:种植土"]
[null,null,"2.取土运距:20公里以内，投标人根据施工现场综合考虑"]
[null,null,"3.回填厚度:300mm"]
["10","050102001001","芒果树","株","11"]
[null,null,"1.胸径:11-12cm"]
[null,null,"2.株高、冠幅:350-400cm、150-200cm"]
[null,null,"3.养护期:1年"]
[null,null,"4.毛竹桩 三脚桩(长)"]
[null,null,"容器苗"]
["11","050102001002","荔枝树","株","10"]
[null,null,"1.胸径:11-12cm"]
[null,null,"2.株高、冠幅:350-400cm、150-200cm"]
[null,null,"3.养护期:1年"]
[null,null,"4.毛竹桩 三脚桩(长)"]
[{"$nulls":7},"表-08"]
["分部分项工程和单价措施项目清单与计价表"]
["工程名称:车棚工程 ",{"$nulls":5},"第3页 共19页"]
["序\r\n\r\n号","项目编码","项目名称及\r\n项目特征描述","计量单位","工程量","金额(元)"]
[{"$nulls":5},"综合单价","合 价","其中："]
[{"$nulls":7},"暂估价"]
[null,null,"容器苗"]
[null,null,"2、园路园桥"]
["12","050201005001","嵌草砖(格)铺装","㎡","630.00"]
[null,null,"部位:室外"]
[null,null,"1、嵌草砖(格)品种、规格、颜色:300x300x50植草砖"]
[null,null,"2、50mm厚砂垫层"]
[null,null,"3、200mm厚碎石垫层"]
[null,null,"4、素土夯实，压实度＞93%"]
[null,null,"5、做法详见图D-01/03"]
["13","050201003001","砼成品路缘石铺设","m","90.00"]
[null,null,"部位:室外"]
[null,null,"1、300x300x120砼成品路缘石"]
[null,null,"2、40mm厚1：3干硬性水泥砂浆结合层"]
[null,null,"3、素土夯实，压实度＞93%"]
[null,null,"     小    计"]
[null,null,"     ∑人工费"]
[null,null,"     ∑材料费"]
[null,null,"     ∑机械费"]
[null,null,"     ∑管理费"]
[null,null,"     ∑利  润"]
[null,null,"单价措施项目"]
[]
[null,null,"     小    计"]
[null,null,"     ∑人工费"]
[null,null,"     ∑材料费"]
[null,null,"     ∑机械费"]
[null,null,"     ∑管理费"]
[null,null,"     ∑利  润"]
[null,null,"     合    计"]
[null,null,"     ∑人工费"]
[null,null,"     ∑材料费"]
[null,null,"     ∑机械费"]
[null,null,"     ∑管理费"]
[null,null,"     ∑利  润"]
[null,null,"室外路面工程"]
[null,null,"分部分项工程"]
[{"$nulls":7},"表-08"]
["分部分项工程和单价措施项目清单与计价表"]
["工程名称:车棚工程 ",{"$nulls":5},"第4页 共19页"]
["序\r\n\r\n号","项目编码","项目名称及\r\n项目特征描述","计量单位","工程量","金额(元)"]
[{"$nulls":5},"综合单价","合 价","其中："]
[{"$nulls":7},"暂估价"]
[null,null,"土石方工程"]
["14","040101001001","挖一般土方","","277.42"]
[null,null,"1.土壤类别:三类土"]
[null,null,"2.挖土深度:平均260mm"]
[null,null,"3.弃土运距:1公里"]
["15","桂040103003002","土方运输每增1km","·km","5270.98"]
[null,null,"1.土或石类别:土方"]
[null,null,"道路工程"]
["16","040202001001","路床(槽)整形","㎡","320.00"]
[null,null,"施工部位：室外"]
[null,null,"1、路床槽整形 路床 碾压检验"]
["17","040203006001","沥青混凝土道路","㎡","320.00"]
[null,null,"施工部位：室外"]
[null,null,"1、40mm厚细粒式沥青混凝土(AC-13)"]
[null,null,"2、60mm厚中粒式沥青混凝土AC-20(Ⅰ)"]
[null,null,"3、做法详见图D-01/01"]
["18","040202015001","水泥稳定碎(砾)石","㎡","320.00"]
[null,null,"施工部位：室外普通沥青道路基层"]
[null,null,"1、160mm厚水泥稳定砂砾(水泥含量6%)"]
[null,null,"2、170mm厚水泥稳定砂砾(水泥含量4%)"]
[null,null,"3、基础土压实，压实度≥93%"]
[null,null,"4、做法详见图D-01/01"]
["19","040205006001","停车场导向单箭头3m","㎡","7.02"]
[null,null,"施工部位：室外路面"]
[null,null,"1、采用反光热熔型涂料"]
[null,null,"2、涂料的玻璃珠含量为25～30%"]
[null,null,"3、白色实线"]
[null,null,"     小    计"]
[null,null,"     ∑人工费"]
[null,null,"     ∑材料费"]
[null,null,"     ∑机械费"]
[null,null,"     ∑管理费"]
[null,null,"     ∑利  润"]
[null,null,"单价措施项目"]
[]
[null,null,"     小    计"]
[null,null,"     ∑人工费"]
[{"$nulls":7},"表-08"]
["分部分项工程和单价措施项目清单与计价表"]
["工程名称:车棚工程 ",{"$nulls":5},"第5页 共19页"]
["序\r\n\r\n号","项目编码","项目名称及\r\n项目特征描述","计量单位","工程量","金额(元)"]
[{"$nulls":5},"综合单价","合 价","其中："]
[{"$nulls":7},"暂估价"]
[null,null,"     ∑材料费"]
[null,null,"     ∑机械费"]
[null,null,"     ∑管理费"]
[null,null,"     ∑利  润"]
[null,null,"     合    计"]
[null,null,"     ∑人工费"]
[null,null,"     ∑材料费"]
[null,null,"     ∑机械费"]
[null,null,"     ∑管理费"]
[null,null,"     ∑利  润"]
[null,null,"室外照明工程"]
[null,null,"分部分项工程"]
[null,null,"B4 电气设备安装工程"]
["20","030404017001","充电桩电表箱 CAW1","台","1"]
[null,null,"室外型配电箱，防护等级IP67"]
[null,null,"安装方式:落地安装"]
["21","030404017002","非机动车充电配电总箱 AL.C","台","1"]
[null,null,"室外型配电箱，防护等级IP67"]
[null,null,"安装方式:落地安装"]
["22","03B001","汽车充电桩-快充桩","套","4"]
["23","03B002","汽车充电桩-慢充桩","套","4"]
["24","03B003","20车位电动车充电装置（暂定）","项","1"]
[null,null,"符合二次设计"]
["25","030412007001","3.5mLED庭院灯 35W","套","5"]
["26","031001006001","PVC-C塑料管 DN50","m","10.00"]
[null,null,"敷设方式:埋地敷设"]
["27","030411001001","镀锌钢管 SC100","m","6.00"]
[null,null,"敷设方式:埋地敷设"]
["28","030411001002","镀锌钢管 SC65","m","68.40"]
[null,null,"敷设方式:埋地敷设"]
["29","030411001003","镀锌钢管 SC50","m","93.90"]
[null,null,"敷设方式:埋地敷设"]
["30","030411001004","PVC-C塑料管 DN25","m","77.50"]
[null,null,"敷设方式:埋地敷设"]
["31","030411001005","刚性阻燃管 PC32","m","350.40"]
[null,null,"敷设方式:埋地敷设"]
["32","030411001006","刚性阻燃管 PC25","m","100.00"]
[{"$nulls":7},"表-08"]
["分部分项工程和单价措施项目清单与计价表"]
["工程名称:车棚工程 ",{"$nulls":5},"第6页 共19页"]
["序\r\n\r\n号","项目编码","项目名称及\r\n项目特征描述","计量单位","工程量","金额(元)"]
[{"$nulls":5},"综合单价","合 价","其中："]
[{"$nulls":7},"暂估价"]
[null,null,"敷设方式:埋地敷设"]
["33","030408001001","铜芯电力电缆 WDZ-YJY-4*35mm2","m","73.70"]
["34","030408001002","铜芯电力电缆 WDZ-YJY-1*35mm2","m","1.00"]
["35","030408001003","铜芯电力电缆 WDZ-YJY-4*10mm2","m","99.84"]
["36","030408001004","铜芯电力电缆 WDZ-YJY-3*10mm2","m","377.61"]
["37","030408001005","铜芯电力电缆 WDZ-YJY-1*10mm2","m","1.00"]
["38","030408001006","铜芯电力电缆 VV-2*4mm2","m","107.63"]
["39","030408006001","铜芯电力电缆头 4*35mm2","个","2"]
["40","030411004001","管内穿线 动力线路 BVR-25mm2","m","100.00"]
["41","030409008001","总等电位端子联接箱","台","2"]
["42","030409001001","接地极","根","5"]
[null,null,"采用热镀锌角钢 L50*50*5*1500做接地极"]
["43","030409002001","接地母线","m","1.50"]
[null,null,"采用热镀锌扁钢 -40*4做接地母线"]
["44","030409002002","接地母线","m","377.57"]
[null,null,"采用热镀锌圆钢 φ12做接地母线"]
["45","030414011001","接地装置","系统","1"]
["46","桂030413007001","拉线井","座","3"]
[null,null,"480*480*600mm(净空)"]
[null,null,"做法详见图集07SD101-8相关页次"]
["47","桂030413013001","土方开挖","","150.19"]
[null,null,"平均深度：0.9m"]
["48","桂030413014001","土方回填","","132.44"]
["49","桂030413014002","中砂回填","","16.95"]
["50","桂030413011001","落地式配电箱基础","座","2"]
[null,null,"做法详见图号DQ-03"]
["51","桂030413011002","快充电桩基础","座","4"]
["52","桂030413011003","慢充电桩基础","座","4"]
["53","桂030413011004","路灯基础","座","5"]
[null,null,"详见3.5米庭院灯基础大样图"]
["54","桂030414019001","路灯照度试验","区域","5"]
[null,null,"     小    计"]
[null,null,"     ∑人工费"]
[null,null,"     ∑材料费"]
[null,null,"     ∑机械费"]
[null,null,"     ∑管理费"]
[{"$nulls":7},"表-08"]
["分部分项工程和单价措施项目清单与计价表"]
["工程名称:车棚工程 ",{"$nulls":5},"第7页 共19页"]
["序\r\n\r\n号","项目编码","项目名称及\r\n项目特征描述","计量单位","工程量","金额(元)"]
[{"$nulls":5},"综合单价","合 价","其中："]
[{"$nulls":7},"暂估价"]
[null,null,"     ∑利  润"]
[null,null,"单价措施项目"]
[]
[null,null,"     小    计"]
[null,null,"     ∑人工费"]
[null,null,"     ∑材料费"]
[null,null,"     ∑机械费"]
[null,null,"     ∑管理费"]
[null,null,"     ∑利  润"]
[null,null,"     合    计"]
[null,null,"     ∑人工费"]
[null,null,"     ∑材料费"]
[null,null,"     ∑机械费"]
[null,null,"     ∑管理费"]
[null,null,"     ∑利  润"]
[null,null,"室外监控工程"]
[null,null,"分部分项工程"]
[null,null,"B5 建筑智能化系统设备安装工程"]
["55","030507008001","红外网络枪式摄像机","台","10"]
[null,null,"200万像素,H.265编码,红外开启时0Lux,"]
[null,null,"实时宽动态,红外距离30米,含2.8~12mm可"]
[null,null,"调焦镜头及护罩,IP66,IK10"]
[null,null,"安装方式:底距地4.0米安装"]
["56","030412008001","6米悬臂式监控立杆","套","4"]
[null,null,"长臂监控立杆4000*500mm"]
[null,null,"含防雷接地"]
[null,null,"做法详见监控立杆示意图"]
["57","03B004","摄像机电源","个","4"]
["58","030404017003","电源防水箱","台","4"]
[null,null,"安装方式:底距地2.5米安装"]
["59","03B005","信号+电源防浪涌报保护器","个","10"]
["60","030501010001","双口环网光收发器","套","1"]
["61","030501010002","四口环网光收发器","套","3"]
["62","030411001007","镀锌钢管 SC50","m","12.00"]
[null,null,"敷设方式:埋地敷设"]
["63","030411001008","刚性阻燃管 PC32","m","285.10"]
[{"$nulls":7},"表-08"]
["分部分项工程和单价措施项目清单与计价表"]
["工程名称:车棚工程 ",{"$nulls":5},"第8页 共19页"]
["序\r\n\r\n号","项目编码","项目名称及\r\n项目特征描述","计量单位","工程量","金额(元)"]
[{"$nulls":5},"综合单价","合 价","其中："]
[{"$nulls":7},"暂估价"]
[null,null,"敷设方式:埋地敷设"]
["64","030411001009","刚性阻燃管 PC25","m","20.00"]
[null,null,"敷设方式:沿钢结构支架敷设"]
["65","030411004002","铜芯护套线 RVV-3*4.0mm2","m","287.10"]
["66","030411004003","铜芯护套线 RVV-2*1.0mm2","m","25.00"]
["67","030502007001","2芯室外单模光纤","m","287.10"]
["68","030502005001","超五类非屏蔽网线","m","25.00"]
["69","桂030413013002","土方开挖","","162.17"]
[null,null,"平均深度：0.9m"]
["70","桂030413014003","土方回填","","162.17"]
["71","桂030413011005","监控立杆基础","座","4"]
[null,null,"详见监控立杆示意图"]
["72","030409001002","接地极","根","4"]
[null,null,"采用热镀锌角钢 L50*50*5*2500做接地极"]
["73","030414011002","接地装置","根","4"]
[null,null,"     小    计"]
[null,null,"     ∑人工费"]
[null,null,"     ∑材料费"]
[null,null,"     ∑机械费"]
[null,null,"     ∑管理费"]
[null,null,"     ∑利  润"]
[null,null,"单价措施项目"]
[]
[null,null,"     小    计"]
[null,null,"     ∑人工费"]
[null,null,"     ∑材料费"]
[null,null,"     ∑机械费"]
[null,null,"     ∑管理费"]
[null,null,"     ∑利  润"]
[null,null,"     合    计"]
[null,null,"     ∑人工费"]
[null,null,"     ∑材料费"]
[null,null,"     ∑机械费"]
[null,null,"     ∑管理费"]
[null,null,"     ∑利  润"]
[null,null,"室外给水工程"]
[{"$nulls":7},"表-08"]
["分部分项工程和单价措施项目清单与计价表"]
["工程名称:车棚工程 ",{"$nulls":5},"第9页 共19页"]
["序\r\n\r\n号","项目编码","项目名称及\r\n项目特征描述","计量单位","工程量","金额(元)"]
[{"$nulls":5},"综合单价","合 价","其中："]
[{"$nulls":7},"暂估价"]
[null,null,"分部分项工程"]
[null,null,"土石方工程"]
["74","010101003001","挖沟槽土方","","25.62"]
[null,null,"土壤类别:三类土"]
["75","010103001001","沟槽填方","","13.97"]
[null,null,"填方材料品种:三类土"]
[null,null,"密实度:满足设计及相关规范要求"]
[null,null,"人工回填"]
["76","010103001002","沟槽填方","","11.65"]
[null,null,"填方材料品种:三类土"]
[null,null,"密实度:满足设计及相关规范要求"]
[null,null,"机械回填"]
[null,null,"管网工程"]
["77","040501004001","钢丝网骨架PE100级给水管 DN32","m","70.15"]
[null,null,"公称压力:1.0MPa"]
[null,null,"连接方式:热熔连接"]
[null,null,"含管道冲洗、消毒、试压"]
["78","040501004002","钢丝网骨架PE100级给水管 DN20","m","11.20"]
[null,null,"公称压力:1.0MPa"]
[null,null,"连接方式:热熔连接"]
[null,null,"含管道冲洗、消毒、试压"]
["79","040502005001","快速取水阀 DN20","个","5"]
[null,null,"连接方式:螺纹连接"]
["80","040502005002","闸阀 DN32","个","1"]
[null,null,"连接方式:法兰连接"]
["81","040502009001","法兰水表 DN25","个","1"]
[null,null,"连接方式:法兰连接"]
["82","040502003001","钢丝网骨架PE100级给水管弯头 DN32","个","2"]
[null,null,"连接方式:热熔连接"]
["83","040502003002","钢丝网骨架PE100级给水管三通 DN25*25*20","个","5"]
[null,null,"连接方式:热熔连接"]
[null,null,"     小    计"]
[null,null,"     ∑人工费"]
[null,null,"     ∑材料费"]
[null,null,"     ∑机械费"]
[null,null,"     ∑管理费"]
[{"$nulls":7},"表-08"]
["分部分项工程和单价措施项目清单与计价表"]
["工程名称:车棚工程 ",{"$nulls":5},"第10页 共19页"]
["序\r\n\r\n号","项目编码","项目名称及\r\n项目特征描述","计量单位","工程量","金额(元)"]
[{"$nulls":5},"综合单价","合 价","其中："]
[{"$nulls":7},"暂估价"]
[null,null,"     ∑利  润"]
[null,null,"单价措施项目"]
[null,"041101","脚手架工程"]
[null,"041102","支架"]
[null,"041103","围堰"]
[null,"041104","便道及便桥"]
[null,"041105","洞内临时设施"]
[null,"041106","大型机械、设备进出场及安拆、使用"]
[null,"041107","施工排水、降水"]
[null,"041108","其他工程"]
[null,null,"     小    计"]
[null,null,"     ∑人工费"]
[null,null,"     ∑材料费"]
[null,null,"     ∑机械费"]
[null,null,"     ∑管理费"]
[null,null,"     ∑利  润"]
[null,null,"     合    计"]
[null,null,"     ∑人工费"]
[null,null,"     ∑材料费"]
[null,null,"     ∑机械费"]
[null,null,"     ∑管理费"]
[null,null,"     ∑利  润"]
[null,null,"室外雨水工程"]
[null,null,"分部分项工程"]
[null,null,"土石方工程"]
["84","010101003002","挖沟槽土方","","165.64"]
[null,null,"土壤类别:三类土"]
["85","010103001003","沟槽填方","","131.15"]
[null,null,"填方材料品种:三类土"]
[null,null,"密实度:满足设计及相关规范要求"]
["86","010103001004","沟槽填方","","34.49"]
[null,null,"填方材料品种:中粗砂"]
[null,null,"密实度:满足设计及相关规范要求"]
["87","040103002002","余土弃置","","34.49"]
[null,null,"运距:1km"]
["88","桂040103003003","土方运输每增1km","·km","655.31"]
[null,null,"1.土或石类别:土方"]
[{"$nulls":7},"表-08"]
["分部分项工程和单价措施项目清单与计价表"]
["工程名称:车棚工程 ",{"$nulls":5},"第11页 共19页"]
["序\r\n\r\n号","项目编码","项目名称及\r\n项目特征描述","计量单位","工程量","金额(元)"]
[{"$nulls":5},"综合单价","合 价","其中："]
[{"$nulls":7},"暂估价"]
[null,null,"管网工程"]
["89","040501004003","波纹管铺设","m","67.06"]
[null,null,"管道材料名称:增强聚丙烯FRPP双壁加筋排水管 SN=8kN/m2"]
[null,null,"规格:dn300"]
[null,null,"接口形式:密封圈承插连接"]
[null,null,"管道检验及试验要求:满足设计要求"]
["90","040504001001","雨水检查井","座","3"]
[null,null,"定型井名称、井深：砖砌Φ1000mm雨水检查井，平均深度1.9m"]
[null,null,"定型井图号：图号03S515"]
[null,null,"垫层、基础：C15商品混凝土"]
["91","040504009001","平箅式式单箅雨水口","座","3"]
[null,null,"雨水井型号、图号：680*380 (内空) 平箅式单箅雨水口，图集16S518"]
[null,null,"井深：1m"]
[null,null,"井圈篦子规格、尺寸:雨水井梳条450×750球墨铸铁"]
[null,null,"混凝土拌合料：商品混凝土"]
["92","011615001001","井壁（墙）凿洞","个","1"]
[null,null,"     小    计"]
[null,null,"     ∑人工费"]
[null,null,"     ∑材料费"]
[null,null,"     ∑机械费"]
[null,null,"     ∑管理费"]
[null,null,"     ∑利  润"]
[null,null,"单价措施项目"]
[null,"041101","脚手架工程"]
["93","041101005001","井字架","座","2"]
[null,null,"2.0m内"]
[null,null,"木制井字架"]
[null,"041102","支架"]
[null,"041103","围堰"]
[null,"041104","便道及便桥"]
[null,"041105","洞内临时设施"]
[null,"041106","大型机械、设备进出场及安拆、使用"]
[null,"041107","施工排水、降水"]
[null,"041108","其他工程"]
[null,null,"     小    计"]
[{"$nulls":7},"表-08"]
["分部分项工程和单价措施项目清单与计价表"]
["工程名称:车棚工程 ",{"$nulls":5},"第12页 共19页"]
["序\r\n\r\n号","项目编码","项目名称及\r\n项目特征描述","计量单位","工程量","金额(元)"]
[{"$nulls":5},"综合单价","合 价","其中："]
[{"$nulls":7},"暂估价"]
[null,null,"     ∑人工费"]
[null,null,"     ∑材料费"]
[null,null,"     ∑机械费"]
[null,null,"     ∑管理费"]
[null,null,"     ∑利  润"]
[null,null,"     合    计"]
[null,null,"     ∑人工费"]
[null,null,"     ∑材料费"]
[null,null,"     ∑机械费"]
[null,null,"     ∑管理费"]
[null,null,"     ∑利  润"]
[null,null,"膜结构造型1车棚"]
[null,null,"分部分项工程"]
[null,"0101","土石方工程"]
["94","010101004001","挖基坑土方","","224.58"]
[null,null,"1.土壤类别:三类土"]
[null,null,"2.挖土深度:2m以内"]
[null,null,"运距：暂按15公里，投标人根据施工现场综合考虑"]
["95","010103001005","回填方","","174.24"]
[null,null,"合格土源"]
[null,"010501","现浇混凝土基础"]
["96","010501001001","垫层","","7.42"]
[null,null,"1.混凝土种类:商品普通砼"]
[null,null,"2.混凝土强度等级:C15"]
["97","010501003001","独立基础","","42.92"]
[null,null,"1.混凝土种类:商品普通砼"]
[null,null,"2.混凝土强度等级:C30"]
["98","010515001001","现浇构件螺纹钢制安 10以内","t","1.430"]
["99","010515001002","现浇构件螺纹钢制安 10以上","t","2.594"]
["100","010516002001","铁件","t","1.481"]
[null,null,"1.钢材种类:详设计图纸"]
[null,null,"2.规格:详设计图纸"]
[null,null,"3.铁件尺寸:详设计图纸"]
["101","010507007001","其他构件","","1.54"]
[null,null,"1.构件的类型:C15素混凝土包脚"]
[null,null,"2.构件规格:详设计图纸"]
[{"$nulls":7},"表-08"]
["分部分项工程和单价措施项目清单与计价表"]
["工程名称:车棚工程 ",{"$nulls":5},"第13页 共19页"]
["序\r\n\r\n号","项目编码","项目名称及\r\n项目特征描述","计量单位","工程量","金额(元)"]
[{"$nulls":5},"综合单价","合 价","其中："]
[{"$nulls":7},"暂估价"]
[null,null,"3.部位:柱脚节点"]
[null,null,"4.混凝土种类:商品砼"]
[null,null,"5.混凝土强度等级:C15"]
[null,"0106","金属结构工程"]
["102","010603001001","实腹钢柱","t","2.322"]
[null,null,"1.柱类型:GZ1"]
[null,null,"2.钢材品种、规格:Q235B"]
[null,null,"3.单根质量:投标人根据设计图纸考虑"]
[null,null,"4.安装高度:详设计"]
[null,null,"5.除锈方法:抛丸除锈"]
[null,null,"6.构件运距:投标人自行考虑"]
["103","010604001001","钢梁","t","4.648"]
[null,null,"1.梁类型:GL1"]
[null,null,"2.钢材品种、规格:Q235B"]
[null,null,"3.单根质量:投标人根据设计图纸考虑"]
[null,null,"4.安装高度:详设计"]
[null,null,"5.除锈方法:抛丸除锈"]
[null,null,"6.构件运距:投标人自行考虑"]
["104","010604001002","钢梁","t","2.604"]
[null,null,"1.梁类型:LL1"]
[null,null,"2.钢材品种、规格:Q235B"]
[null,null,"3.单根质量:投标人根据设计图纸考虑"]
[null,null,"4.安装高度:详设计"]
[null,null,"5.除锈方法:抛丸除锈"]
[null,null,"6.构件运距:投标人自行考虑"]
["105","010606001001","钢支撑、钢拉条","t","0.764"]
[null,null,"1.钢材品种、规格:Q235B"]
[null,null,"2.单根质量:投标人根据设计图纸考虑"]
[null,null,"3.安装高度:详设计"]
[null,null,"4.除锈方法:抛丸除锈"]
[null,null,"5.构件运距:投标人自行考虑"]
["106","011405001001","金属面油漆","㎡","374.73"]
[null,null,"底涂为环氧富锌底漆两道，漆膜干膜总厚度不小于70μm；面涂层为醇酸磁漆面漆,漆膜干膜厚度不小于80μm"]
[null,"0109","屋面及防水工程"]
[{"$nulls":7},"表-08"]
["分部分项工程和单价措施项目清单与计价表"]
["工程名称:车棚工程 ",{"$nulls":5},"第14页 共19页"]
["序\r\n\r\n号","项目编码","项目名称及\r\n项目特征描述","计量单位","工程量","金额(元)"]
[{"$nulls":5},"综合单价","合 价","其中："]
[{"$nulls":7},"暂估价"]
["107","010901005001","膜结构屋面","㎡","720.00"]
[null,null,"P类膜材；厚度 ≥0.80 mm;重量≥950 (g/m2)；经向抗拉强度≥4200 N/5CM,纬向抗拉强度≥4000N/5CM；膜材的表面处理用PVC基材覆涂PVDF涂层；膜材质保年限10~15年"]
[null,null,"工作内容：膜布裁剪、热压胶接、穿高强钢丝拉索（或钢丝绳、钢铰线），锚头锚固膜片安装、施加预张力，膜体表面内外清洁"]
[null,"011702","混凝土模板及支架(撑)"]
["108","011702001001","混凝土基础垫层 木模板木支撑","㎡","18.56"]
["109","010501003002","独立基础 胶合板模板 木支撑","","168.20"]
["110","011702025001","其他现浇构件","㎡","12.53"]
[null,null,"1.构件类型:混凝土包脚"]
[null,null,"2.模板、支撑材质:木模板木支撑"]
[null,null,"     小    计"]
[null,null,"     ∑人工费"]
[null,null,"     ∑材料费"]
[null,null,"     ∑机械费"]
[null,null,"     ∑管理费"]
[null,null,"     ∑利  润"]
[null,null,"单价措施项目"]
[]
[null,null,"     小    计"]
[null,null,"     ∑人工费"]
[null,null,"     ∑材料费"]
[null,null,"     ∑机械费"]
[null,null,"     ∑管理费"]
[null,null,"     ∑利  润"]
[null,null,"     合    计"]
[null,null,"     ∑人工费"]
[null,null,"     ∑材料费"]
[null,null,"     ∑机械费"]
[null,null,"     ∑管理费"]
[null,null,"     ∑利  润"]
[null,null,"膜结构造型2车棚"]
[null,null,"分部分项工程"]
[null,"0101","土石方工程"]
[{"$nulls":7},"表-08"]
["分部分项工程和单价措施项目清单与计价表"]
["工程名称:车棚工程 ",{"$nulls":5},"第15页 共19页"]
["序\r\n\r\n号","项目编码","项目名称及\r\n项目特征描述","计量单位","工程量","金额(元)"]
[{"$nulls":5},"综合单价","合 价","其中："]
[{"$nulls":7},"暂估价"]
["111","010101004002","挖基坑土方","","13.82"]
[null,null,"1.土壤类别:三类土"]
[null,null,"2.挖土深度:2m以内"]
["112","010103001006","回填方","","11.08"]
[null,null,"合格土源"]
[null,"010501","现浇混凝土基础"]
["113","010501001002","垫层","","0.60"]
[null,null,"1.混凝土种类:商品普通砼"]
[null,null,"2.混凝土强度等级:C15"]
["114","010501003003","独立基础","","2.14"]
[null,null,"1.混凝土种类:商品普通砼"]
[null,null,"2.混凝土强度等级:C30"]
["115","010515001003","现浇构件钢筋","t","0.098"]
[null,null,"钢筋种类、规格:现浇构件螺纹钢制安 10以内"]
["116","010515001004","现浇构件钢筋","t","0.615"]
[null,null,"钢筋种类、规格:现浇构件螺纹钢制安 10以上"]
["117","010516002002","铁件","t","0.144"]
[null,null,"1.钢材种类:详设计图纸"]
[null,null,"2.规格:详设计图纸"]
[null,null,"3.铁件尺寸:详设计图纸"]
["118","010507007002","其他构件","","0.19"]
[null,null,"1.构件的类型:C15素混凝土包脚"]
[null,null,"2.构件规格:详设计图纸"]
[null,null,"3.部位:柱脚节点"]
[null,null,"4.混凝土种类:商品砼"]
[null,null,"5.混凝土强度等级:C15"]
[null,"0106","金属结构工程"]
["119","010603001002","实腹钢柱","t","0.198"]
[null,null,"1.柱类型:GZ2"]
[null,null,"2.钢材品种、规格:Q235B"]
[null,null,"3.单根质量:投标人根据设计图纸考虑"]
[null,null,"4.安装高度:详设计"]
[null,null,"5.除锈方法:抛丸除锈"]
[null,null,"6.构件运距:投标人自行考虑"]
["120","010604001003","钢梁","t","0.550"]
[null,null,"1.梁类型:GL2"]
[{"$nulls":7},"表-08"]
["分部分项工程和单价措施项目清单与计价表"]
["工程名称:车棚工程 ",{"$nulls":5},"第16页 共19页"]
["序\r\n\r\n号","项目编码","项目名称及\r\n项目特征描述","计量单位","工程量","金额(元)"]
[{"$nulls":5},"综合单价","合 价","其中："]
[{"$nulls":7},"暂估价"]
[null,null,"2.钢材品种、规格:Q235B"]
[null,null,"3.单根质量:投标人根据设计图纸考虑"]
[null,null,"4.安装高度:详设计"]
[null,null,"5.除锈方法:抛丸除锈"]
[null,null,"6.构件运距:投标人自行考虑"]
["121","010604001004","钢梁","t","0.180"]
[null,null,"1.梁类型:LL2"]
[null,null,"2.钢材品种、规格:Q235B"]
[null,null,"3.单根质量:投标人根据设计图纸考虑"]
[null,null,"4.安装高度:详设计"]
[null,null,"5.除锈方法:抛丸除锈"]
[null,null,"6.构件运距:投标人自行考虑"]
["122","010606001002","钢支撑、钢拉条","t","0.070"]
[null,null,"1.钢材品种、规格:Q235B"]
[null,null,"2.单根质量:投标人根据设计图纸考虑"]
[null,null,"3.安装高度:详设计"]
[null,null,"4.除锈方法:抛丸除锈"]
[null,null,"5.构件运距:投标人自行考虑"]
["123","011405001002","金属面油漆","㎡","18.81"]
[null,null,"底涂为环氧富锌底漆两道，漆膜干膜总厚度不小于70μm；面涂层为醇酸磁漆面漆,漆膜干膜厚度不小于80μm"]
[null,"0109","屋面及防水工程"]
["124","010901005002","膜结构屋面","㎡","82.50"]
[null,null,"P类膜材；厚度 ≥0.80 mm;重量≥950 (g/m2)；经向抗拉强度≥4200 N/5CM,纬向抗拉强度≥4000N/5CM；膜材的表面处理用PVC基材覆涂PVDF涂层；膜材质保年限10~15年"]
[null,null,"工作内容：膜布裁剪、热压胶接、穿高强钢丝拉索（或钢丝绳、钢铰线），锚头锚固膜片安装、施加预张力，膜体表面内外清洁"]
[null,"011702","混凝土模板及支架(撑)"]
["125","011702001002","混凝土基础垫层 木模板木支撑","㎡","2.40"]
["126","010501003004","独立基础 胶合板模板 木支撑","","12.48"]
["127","011702025002","其他现浇构件","㎡","1.92"]
[null,null,"1.构件类型:混凝土包脚"]
[null,null,"2.模板、支撑材质:木模板木支撑"]
[null,null,"     小    计"]
[{"$nulls":7},"表-08"]
["分部分项工程和单价措施项目清单与计价表"]
["工程名称:车棚工程 ",{"$nulls":5},"第17页 共19页"]
["序\r\n\r\n号","项目编码","项目名称及\r\n项目特征描述","计量单位","工程量","金额(元)"]
[{"$nulls":5},"综合单价","合 价","其中："]
[{"$nulls":7},"暂估价"]
[null,null,"     ∑人工费"]
[null,null,"     ∑材料费"]
[null,null,"     ∑机械费"]
[null,null,"     ∑管理费"]
[null,null,"     ∑利  润"]
[null,null,"单价措施项目"]
[]
[null,null,"     小    计"]
[null,null,"     ∑人工费"]
[null,null,"     ∑材料费"]
[null,null,"     ∑机械费"]
[null,null,"     ∑管理费"]
[null,null,"     ∑利  润"]
[null,null,"     合    计"]
[null,null,"     ∑人工费"]
[null,null,"     ∑材料费"]
[null,null,"     ∑机械费"]
[null,null,"     ∑管理费"]
[null,null,"     ∑利  润"]
[null,null,"设计费"]
[null,null,"分部分项工程"]
[null,null,"     小    计"]
[null,null,"     ∑人工费"]
[null,null,"     ∑材料费"]
[null,null,"     ∑机械费"]
[null,null,"     ∑管理费"]
[null,null,"     ∑利  润"]
[null,null,"单价措施项目"]
[]
[null,null,"     小    计"]
[null,null,"     ∑人工费"]
[null,null,"     ∑材料费"]
[null,null,"     ∑机械费"]
[null,null,"     ∑管理费"]
[null,null,"     ∑利  润"]
[null,null,"     合    计"]
[null,null,"     ∑人工费"]
[{"$nulls":7},"表-08"]
["分部分项工程和单价措施项目清单与计价表"]
["工程名称:车棚工程 ",{"$nulls":5},"第18页 共19页"]
["序\r\n\r\n号","项目编码","项目名称及\r\n项目特征描述","计量单位","工程量","金额(元)"]
[{"$nulls":5},"综合单价","合 价","其中："]
[{"$nulls":7},"暂估价"]
[null,null,"     ∑材料费"]
[null,null,"     ∑机械费"]
[null,null,"     ∑管理费"]
[null,null,"     ∑利  润"]
[null,null,"暂列金额"]
[null,null,"分部分项工程"]
[]
[null,null,"     小    计"]
[null,null,"     ∑人工费"]
[null,null,"     ∑材料费"]
[null,null,"     ∑机械费"]
[null,null,"     ∑管理费"]
[null,null,"     ∑利  润"]
[null,null,"单价措施项目"]
[]
[null,null,"     小    计"]
[null,null,"     ∑人工费"]
[null,null,"     ∑材料费"]
[null,null,"     ∑机械费"]
[null,null,"     ∑管理费"]
[null,null,"     ∑利  润"]
[null,null,"     合    计"]
[null,null,"     ∑人工费"]
[null,null,"     ∑材料费"]
[null,null,"     ∑机械费"]
[null,null,"     ∑管理费"]
[null,null,"     ∑利  润"]
[null,null,"专项工程暂估价"]
[null,null,"分部分项工程"]
[]
[null,null,"     小    计"]
[null,null,"     ∑人工费"]
[null,null,"     ∑材料费"]
[null,null,"     ∑机械费"]
[null,null,"     ∑管理费"]
[null,null,"     ∑利  润"]
[null,null,"单价措施项目"]
[{"$nulls":7},"表-08"]
["分部分项工程和单价措施项目清单与计价表"]
["工程名称:车棚工程 ",{"$nulls":5},"第19页 共19页"]
["序\r\n\r\n号","项目编码","项目名称及\r\n项目特征描述","计量单位","工程量","金额(元)"]
[{"$nulls":5},"综合单价","合 价","其中："]
[{"$nulls":7},"暂估价"]
[]
[null,null,"     小    计"]
[null,null,"     ∑人工费"]
[null,null,"     ∑材料费"]
[null,null,"     ∑机械费"]
[null,null,"     ∑管理费"]
[null,null,"     ∑利  润"]
[null,null,"     合    计"]
[null,null,"     ∑人工费"]
[null,null,"     ∑材料费"]
[null,null,"     ∑机械费"]
[null,null,"     ∑管理费"]
[null,null,"     ∑利  润"]
[null,null,"     总 合 计"]
[null,null,"     ∑人工费"]
[null,null,"     ∑材料费"]
[null,null,"     ∑机械费"]
[null,null,"     ∑管理费"]
[null,null,"     ∑利  润"]
{"$rows_empty":18}
[{"$nulls":7},"表-08"]

{"sheet":"表-11_总价措施项目清单与计价表","index":8,"n_rows":74,"n_cols":7,"rows_kept":74,"merged":[[0,0,0,6],[1,0,1,4],[5,3,8,3],[11,3,14,3],[17,3,19,3],[22,3,24,3],[27,3,30,3],[33,0,33,6],[35,0,35,6],[36,0,36,4],[38,3,41,3],[44,3,47,3],[50,3,53,3],[72,0,72,6]],"flags":["formulas_cached_only"]}
["总价措施项目清单与计价表"]
["工程名称:车棚工程   ",{"$nulls":5},"第1页 共2页"]
["序\r\n号","项目编码","项 目 名 称","计 算 基 础","费 率(%)\r\n或标准","金 额(元)","备注"]
[null,null,"室外拆除工程"]
["一",null,"市政综合工程(营改增)一般计税法"]
["1","桂041201001001","安全文明施工费","∑分部分项、单价措施(人工费+机械费)"]
["2","桂041201002001","检验试验配合费"]
["3","桂041201003001","雨季施工增加费"]
["4","桂041201004001","工程定位复测费"]
[null,null,"室外路面工程"]
["一",null,"市政综合工程(营改增)一般计税法"]
["1","桂041201001001","安全文明施工费","∑分部分项、单价措施(人工费+机械费)"]
["2","桂041201002001","检验试验配合费"]
["3","桂041201003001","雨季施工增加费"]
["4","桂041201004001","工程定位复测费"]
[null,null,"室外照明工程"]
["一",null,"给排水、燃气、电气、通风空调、消防、建筑智能、通信、自控仪表工程(营改增)一般计税法"]
["1","桂031401001001","安全文明施工费","∑分部分项及单价措施费定额(人工费+机械费)"]
["2","桂031401002001","检验试验配合费"]
["3","桂031401003001","雨季施工增加费"]
[null,null,"室外监控工程"]
["一",null,"给排水、燃气、电气、通风空调、消防、建筑智能、通信、自控仪表工程(营改增)一般计税法"]
["1","桂031401001001","安全文明施工费","∑分部分项及单价措施费定额(人工费+机械费)"]
["2","桂031401002001","检验试验配合费"]
["3","桂031401003001","雨季施工增加费"]
[null,null,"室外给水工程"]
["一",null,"市政综合工程(营改增)一般计税法"]
["1","桂041201001001","安全文明施工费","∑分部分项、单价措施(人工费+机械费)"]
["2","桂041201002001","检验试验配合费"]
["3","桂041201003001","雨季施工增加费"]
["4","桂041201004001","工程定位复测费"]
[null,null,"室外雨水工程"]
["一",null,"市政综合工程(营改增)一般计税法"]
["注：以项计算的总价措施，无“计算基础”和“费率”的数值，可只填“金额”数值，但应在备注栏说明施工方案出处或计算方式。"]
[{"$nulls":6},"表-11"]
["总价措施项目清单与计价表"]
["工程名称:车棚工程   ",{"$nulls":5},"第2页 共2页"]
["序\r\n号","项目编码","项 目 名 称","计 算 基 础","费 率(%)\r\n或标准","金 额(元)","备注"]
["1","桂041201001001","安全文明施工费","∑分部分项、单价措施(人工费+机械费)"]
["2","桂041201002001","检验试验配合费"]
["3","桂041201003001","雨季施工增加费"]
["4","桂041201004001","工程定位复测费"]
[null,null,"膜结构造型1车棚"]
["一",null,"建筑装饰装修工程(营改增)一般计税法"]
["1","桂011801001001","安全文明施工费","∑(分部分项人材机+单价措施人材机)"]
["2","桂011801002001","检验试验配合费"]
["3","桂011801003001","雨季施工增加费"]
["4","桂011801004001","工程定位复测费"]
[null,null,"膜结构造型2车棚"]
["一",null,"建筑装饰装修工程(营改增)一般计税法"]
["1","桂011801001001","安全文明施工费","∑(分部分项人材机+单价措施人材机)"]
["2","桂011801002001","检验试验配合费"]
["3","桂011801003001","雨季施工增加费"]
["4","桂011801004001","工程定位复测费"]
[null,null,"      合     计"]
{"$rows_empty":17}
["注：以项计算的总价措施，无“计算基础”和“费率”的数值，可只填“金额”数值，但应在备注栏说明施工方案出处或计算方式。"]
[{"$nulls":6},"表-11"]

{"sheet":"表-12_其他项目清单与计价汇总表","index":9,"n_rows":84,"n_cols":4,"rows_kept":84,"merged":[[0,0,0,3],[1,0,1,2],[41,0,41,2],[42,0,42,3],[43,0,43,2],[83,0,83,2]],"flags":["formulas_cached_only"]}
["其他项目清单与计价汇总表"]
["工程名称:车棚工程   ",null,null,"第1页 共2页"]
["序号","项目名称","金额（元）","备注"]
[null,"室外拆除工程"]
["1","暂列金额",null,"明细详见表－12－1"]
["2","材料暂估价",null,"明细详见表－12－2"]
["3","专业工程暂估价",null,"明细详见表－12－3"]
["4","计日工",null,"明细详见表－12－4"]
["5","总承包服务费",null,"明细详见表－12－5"]
[null,"室外绿化工程"]
["1","暂列金额",null,"明细详见表－12－1"]
["2","材料暂估价",null,"明细详见表－12－2"]
["3","专业工程暂估价",null,"明细详见表－12－3"]
["4","计日工",null,"明细详见表－12－4"]
["5","总承包服务费",null,"明细详见表－12－5"]
[null,"室外路面工程"]
["1","暂列金额",null,"明细详见表－12－1"]
["2","材料暂估价",null,"明细详见表－12－2"]
["3","专业工程暂估价",null,"明细详见表－12－3"]
["4","计日工",null,"明细详见表－12－4"]
["5","总承包服务费",null,"明细详见表－12－5"]
[null,"室外照明工程"]
["1","暂列金额",null,"明细详见表－12－1"]
["2","材料暂估价",null,"明细详见表－12－2"]
["3","专业工程暂估价",null,"明细详见表－12－3"]
["4","计日工",null,"明细详见表－12－4"]
["5","总承包服务费",null,"明细详见表－12－5"]
[null,"室外监控工程"]
["1","暂列金额",null,"明细详见表－12－1"]
["2","材料暂估价",null,"明细详见表－12－2"]
["3","专业工程暂估价",null,"明细详见表－12－3"]
["4","计日工",null,"明细详见表－12－4"]
["5","总承包服务费",null,"明细详见表－12－5"]
[null,"室外给水工程"]
["1","暂列金额",null,"明细详见表－12－1"]
["2","材料暂估价",null,"明细详见表－12－2"]
["3","专业工程暂估价",null,"明细详见表－12－3"]
["4","计日工",null,"明细详见表－12－4"]
["5","总承包服务费",null,"明细详见表－12－5"]
[null,"室外雨水工程"]
["1","暂列金额",null,"明细详见表－12－1"]
["注:材料暂估单价进入清单综合单价，此处不汇总。",null,null,"表－12"]
["其他项目清单与计价汇总表"]
["工程名称:车棚工程   ",null,null,"第2页 共2页"]
["序号","项目名称","金额（元）","备注"]
["2","材料暂估价",null,"明细详见表－12－2"]
["3","专业工程暂估价",null,"明细详见表－12－3"]
["4","计日工",null,"明细详见表－12－4"]
["5","总承包服务费",null,"明细详见表－12－5"]
[null,"膜结构造型1车棚"]
["1","暂列金额",null,"明细详见表－12－1"]
["2","材料暂估价",null,"明细详见表－12－2"]
["3","专业工程暂估价",null,"明细详见表－12－3"]
["4","计日工",null,"明细详见表－12－4"]
["5","总承包服务费",null,"明细详见表－12－5"]
[null,"膜结构造型2车棚"]
["1","暂列金额",null,"明细详见表－12－1"]
["2","材料暂估价",null,"明细详见表－12－2"]
["3","专业工程暂估价",null,"明细详见表－12－3"]
["4","计日工",null,"明细详见表－12－4"]
["5","总承包服务费",null,"明细详见表－12－5"]
[null,"设计费"]
["1","暂列金额",null,"明细详见表－12－1"]
["2","材料暂估价",null,"明细详见表－12－2"]
["3","专业工程暂估价",null,"明细详见表－12－3"]
["4","计日工",null,"明细详见表－12－4"]
["5","总承包服务费",null,"明细详见表－12－5"]
[null,"暂列金额"]
["1","暂列金额",{"v":78500,"d":"78500.00"},"明细详见表－12－1"]
["2","材料暂估价",null,"明细详见表－12－2"]
["3","专业工程暂估价",null,"明细详见表－12－3"]
["4","计日工",null,"明细详见表－12－4"]
["5","总承包服务费",null,"明细详见表－12－5"]
[null,"专项工程暂估价"]
["1","暂列金额",229336.13,"明细详见表－12－1"]
["2","材料暂估价",null,"明细详见表－12－2"]
["3","专业工程暂估价",null,"明细详见表－12－3"]
["4","计日工",null,"明细详见表－12－4"]
["5","总承包服务费",null,"明细详见表－12－5"]
[null,"            合           计",307836.13]
[]
[]
[]
["注:材料暂估单价进入清单综合单价，此处不汇总。",null,null,"表－12"]

{"sheet":"表-12-1_暂列金额明细表","index":10,"n_rows":41,"n_cols":5,"rows_kept":41,"merged":[[0,0,0,4],[1,0,1,2],[2,0,3,0],[2,1,3,1],[2,2,3,2],[2,3,3,3],[2,4,3,4],[39,0,39,4]],"flags":["formulas_cached_only"]}
["暂列金额明细表"]
["工程名称：车棚工程",{"$nulls":3},"第1页 共1页"]
["序号","项目名称","计量单位","暂定金额(元)","备注"]
[]
[null,"室外绿化工程"]
["1","暂列金额"]
[null,"室外监控工程"]
["1","暂列金额"]
[null,"膜结构造型1车棚"]
["1","暂列金额"]
[null,"设计费"]
["1","暂列金额"]
[null,"暂列金额",null,{"v":78500,"d":"78500.00"}]
["1","暂列金额","元",{"v":78500,"d":"78500.00"}]
["1.1","预备费","元",{"v":78500,"d":"78500.00"}]
[null,"专项工程暂估价",null,229336.13]
["1","暂列金额","元",229336.13]
[null,"            合       计",null,307836.13]
{"$rows_empty":21}
["注：此表由招标人填写，如不能详列，也可只列暂定金额总额，投标人应将上述暂列金额计入总价中。"]
[{"$nulls":4},"表－12－1"]

{"sheet":"表-12-2_材料(工程设备)暂估单价表及调整表","index":11,"n_rows":29,"n_cols":12,"rows_kept":29,"merged":[[0,0,0,11],[1,0,1,9],[1,10,1,11],[2,0,3,0],[2,1,3,1],[2,3,2,4],[2,5,2,6],[2,7,2,8],[2,9,2,10],[2,11,3,11],[26,0,26,11],[27,0,27,11]],"flags":["formulas_cached_only"]}
["材料(工程设备)暂估单价及调整表"]
["工程名称:车棚工程   ",{"$nulls":9},"第1页 共1页"]
["序号","材料名称、规格、型号","计量","数量",null,"暂估(元)",null,"确认(元)",null,"差额(元)",null,"备注"]
[null,null,"单位","暂估数量","确认数量","单价","合价","单价","合价","单价","合价"]
[1,"            合   计"]
[2,"         其中：甲供材"]
{"$rows_empty":20}
[" 注：此表由招标人填写“暂估单价”，投标人应将上述材料、工程设备暂估单价计入工程量清单综合单价报价中。如为甲供材需在备注中说明“甲供材”。"]
[" 材料、工程设备暂估价、确认价均应为除税价格，结算价格差额只计取增值税。"]
[{"$nulls":11},"表-12-2"]

{"sheet":"表-12-3_专业工程暂估价及结算价表","index":12,"n_rows":43,"n_cols":6,"rows_kept":43,"merged":[[0,0,0,5],[1,0,1,3],[2,0,3,0],[2,1,3,1],[2,2,3,2],[2,3,3,3],[2,4,3,4],[2,5,3,5],[40,0,40,5],[41,0,41,5]],"flags":["formulas_cached_only"]}
["专业工程暂估价及结算表"]
["工程名称:车棚工程  ",{"$nulls":4},"第1页 共1页"]
["序号","工  程  名  称","工程内容","暂估金额(元)","结算金额(元)","备注"]
[]
[null,"室外绿化工程"]
[null,"室外监控工程"]
[null,"膜结构造型1车棚"]
[null,"设计费"]
[null,"暂列金额"]
["1","专业工程暂估价"]
[null,"专项工程暂估价"]
["1","专业工程暂估价"]
[null,"            合       计"]
{"$rows_empty":27}
["注：此表“暂估金额”由招标人填写，投标人应将“暂估金额”计入投标总价中。结算时按合同约定结算金额填写。"]
["专业工程暂估金额为不包含增值税（可抵扣进项税额）的费用。"]
[{"$nulls":5},"表－12－3"]

{"sheet":"表-12-4_计日工表","index":13,"n_rows":42,"n_cols":6,"rows_kept":42,"merged":[[0,0,0,5],[1,0,1,3],[1,4,1,5],[38,0,38,5],[39,0,39,5],[40,0,40,5]],"flags":["formulas_cached_only"]}
["计 日 工 表"]
["工程名称:车棚工程  ",{"$nulls":3},"第1页 共1页"]
["编号","项  目  名  称","单位","暂定数量","综合单价(元)","合价(元)"]
[null,"室外绿化工程"]
[null,"室外监控工程"]
[null,"膜结构造型1车棚"]
[null,"设计费"]
[null,"暂列金额"]
[null,"专项工程暂估价"]
[null,"            总       计"]
{"$rows_empty":28}
["注：1.此表项目名称、暂定数量由招标人填写，编制招标控制价时，单价由招标人按有关计算规定确定。   "]
["2.投标时，单价由投标人自主报价，按暂定数量计算合价计入投标总介中。"]
["3.计日工单价包含除增值税以外的所有费用。"]
[{"$nulls":5},"表-12-4"]

{"sheet":"表-12-5_总承包服务费计价表","index":14,"n_rows":43,"n_cols":6,"rows_kept":43,"merged":[[0,0,0,5],[1,0,1,4],[2,0,3,0],[2,1,3,1],[2,2,3,2],[2,3,3,3],[2,4,3,4],[2,5,3,5],[40,0,40,5],[41,0,41,5]],"flags":["formulas_cached_only"]}
["总承包服务费计价表"]
["工程名称:车棚工程",{"$nulls":4},"第1页 共1页"]
["序号","项目名称","计算基础（元）","服务内容","费率(%)","金额(元)"]
[]
[null,"       合     计"]
{"$rows_empty":35}
["注：此表项目名称、服务内容由招标人填写，编制招标控制价时，费率及金额由招标人按有关计价规定确定。"]
["投标时，费率及金额由投标人自主报价，计入投标总价中。此表项目价值在结算时，计算基础按实计取。"]
[{"$nulls":5},"表－12－5"]

{"sheet":"表-14_税前项目清单与计价表","index":15,"n_rows":43,"n_cols":7,"rows_kept":43,"merged":[[0,0,0,6],[1,0,1,4],[1,5,1,6],[2,0,4,0],[2,1,4,1],[2,2,4,2],[2,3,4,3],[2,4,4,4],[2,5,2,6],[3,5,4,5],[3,6,4,6],[41,0,41,6],[42,0,42,4]],"flags":["formulas_cached_only"]}
["税前项目清单与计价表"]
["工程名称:车棚工程 ",{"$nulls":4},"第1页 共1页"]
["序号","项目编码","项目名称及项目特征\r\n描述","计量单位","工程量","金  额(元)"]
[{"$nulls":5},"单价","合 价"]
[]
[null,null,"设计费"]
["1","B-","设计费","项","1"]
[null,null,"               合             计"]
{"$rows_empty":33}
["注：税前项目包含除增值税以外的所有费用。"]
[{"$nulls":6},"表-14"]

{"sheet":"表-15_规费、增值税计价表","index":16,"n_rows":199,"n_cols":5,"rows_kept":199,"merged":[[0,0,0,4],[1,0,1,3],[6,2,13,2],[18,2,25,2],[30,2,37,2],[40,0,40,4],[41,0,41,3],[46,2,53,2],[58,2,65,2],[70,2,77,2],[79,0,79,4],[80,0,80,3],[86,2,93,2],[98,2,104,2],[110,2,116,2],[119,0,119,4],[120,0,120,3],[126,2,132,2],[138,2,144,2],[150,2,156,2],[158,0,158,4],[159,0,159,3]],"flags":["formulas_cached_only"]}
["规费、增值税计价表"]
["工程名称:车棚工程",{"$nulls":3},"第1页 共5页"]
["序号","项目名称","计算基础","计算费率(%)","金额(元)"]
[null,"室外拆除工程"]
["一","市政综合工程(营改增)一般计税法"]
["1","规费","1.1+1.2+1.3"]
["1.1","社会保险费","∑(分部分项人工费+单价措施人工费)"]
["1.1.1","养老保险费"]
["1.1.2","失业保险费"]
["1.1.3","医疗保险费"]
["1.1.4","生育保险费"]
["1.1.5","工伤保险费"]
["1.2","住房公积金"]
["1.3","工程排污费"]
["2","增值税","Σ（分部分项工程费及单价措施项目费+总价措施项目费+其他项目费+税前项目费+规费）"]
[null,"室外绿化工程"]
["一","绿化工程(营改增)一般计税法"]
["1","规费","1.1+1.2+1.3"]
["1.1","社会保险费","∑(分部分项人工费+单价措施人工费)"]
["1.1.1","养老保险费"]
["1.1.2","失业保险费"]
["1.1.3","医疗保险费"]
["1.1.4","生育保险费"]
["1.1.5","工伤保险费"]
["1.2","住房公积金"]
["1.3","工程排污费"]
["2","增值税","Σ（分部分项工程费及单价措施项目费+总价措施项目费+其他项目费+税前项目费+规费）"]
[null,"室外路面工程"]
["一","市政综合工程(营改增)一般计税法"]
["1","规费","1.1+1.2+1.3"]
["1.1","社会保险费","∑(分部分项人工费+单价措施人工费)"]
["1.1.1","养老保险费"]
["1.1.2","失业保险费"]
["1.1.3","医疗保险费"]
["1.1.4","生育保险费"]
["1.1.5","工伤保险费"]
["1.2","住房公积金"]
["1.3","工程排污费"]
["2","增值税","Σ（分部分项工程费及单价措施项目费+总价措施项目费+其他项目费+税前项目费+规费）"]
[{"$nulls":4},"表-15"]
["规费、增值税计价表"]
["工程名称:车棚工程",{"$nulls":3},"第2页 共5页"]
["序号","项目名称","计算基础","计算费率(%)","金额(元)"]
[null,"室外照明工程"]
["一","给排水、燃气、电气、通风空调、消防、建筑智能、通信、自控仪表工程(营改增)一般计税法"]
["1","规费","1.1+1.2+1.3"]
["1.1","社会保险费","∑(分部分项人工费+单价措施人工费)"]
["1.1.1","养老保险费"]
["1.1.2","失业保险费"]
["1.1.3","医疗保险费"]
["1.1.4","生育保险费"]
["1.1.5","工伤保险费"]
["1.2","住房公积金"]
["1.3","工程排污费"]
["2","增值税","Σ（分部分项工程费及单价措施项目费+总价措施项目费+其他项目费+税前项目费+规费）"]
[null,"室外监控工程"]
["一","给排水、燃气、电气、通风空调、消防、建筑智能、通信、自控仪表工程(营改增)一般计税法"]
["1","规费","1.1+1.2+1.3"]
["1.1","社会保险费","∑(分部分项人工费+单价措施人工费)"]
["1.1.1","养老保险费"]
["1.1.2","失业保险费"]
["1.1.3","医疗保险费"]
["1.1.4","生育保险费"]
["1.1.5","工伤保险费"]
["1.2","住房公积金"]
["1.3","工程排污费"]
["2","增值税","Σ（分部分项工程费及单价措施项目费+总价措施项目费+其他项目费+税前项目费+规费）"]
[null,"室外给水工程"]
["一","市政综合工程(营改增)一般计税法"]
["1","规费","1.1+1.2+1.3"]
["1.1","社会保险费","∑(分部分项人工费+单价措施人工费)"]
["1.1.1","养老保险费"]
["1.1.2","失业保险费"]
["1.1.3","医疗保险费"]
["1.1.4","生育保险费"]
["1.1.5","工伤保险费"]
["1.2","住房公积金"]
["1.3","工程排污费"]
[{"$nulls":4},"表-15"]
["规费、增值税计价表"]
["工程名称:车棚工程",{"$nulls":3},"第3页 共5页"]
["序号","项目名称","计算基础","计算费率(%)","金额(元)"]
["2","增值税","Σ（分部分项工程费及单价措施项目费+总价措施项目费+其他项目费+税前项目费+规费）"]
[null,"室外雨水工程"]
["一","市政综合工程(营改增)一般计税法"]
["1","规费","1.1+1.2+1.3"]
["1.1","社会保险费","∑(分部分项人工费+单价措施人工费)"]
["1.1.1","养老保险费"]
["1.1.2","失业保险费"]
["1.1.3","医疗保险费"]
["1.1.4","生育保险费"]
["1.1.5","工伤保险费"]
["1.2","住房公积金"]
["1.3","工程排污费"]
["2","增值税","Σ（分部分项工程费及单价措施项目费+总价措施项目费+其他项目费+税前项目费+规费）"]
[null,"膜结构造型1车棚"]
["一","建筑装饰装修工程(营改增)一般计税法"]
["1","规费","1.1+1.2+1.3"]
["1.1","社会保险费","∑(分部分项人工费+单价措施人工费)"]
["1.1.1","养老保险费"]
["1.1.2","失业保险费"]
["1.1.3","医疗保险费"]
["1.1.4","生育保险费"]
["1.1.5","工伤保险费"]
["1.2","住房公积金"]
["1.3","工程排污费","∑(分部分项人材机+单价措施人材机)"]
["2","增值税","Σ（分部分项工程费及单价措施项目费+总价措施项目费+其他项目费+税前项目费+规费）"]
[null,"膜结构造型2车棚"]
["一","建筑装饰装修工程(营改增)一般计税法"]
["1","规费","1.1+1.2+1.3"]
["1.1","社会保险费","∑(分部分项人工费+单价措施人工费)"]
["1.1.1","养老保险费"]
["1.1.2","失业保险费"]
["1.1.3","医疗保险费"]
["1.1.4","生育保险费"]
["1.1.5","工伤保险费"]
["1.2","住房公积金"]
["1.3","工程排污费","∑(分部分项人材机+单价措施人材机)"]
[{"$nulls":4},"表-15"]
["规费、增值税计价表"]
["工程名称:车棚工程",{"$nulls":3},"第4页 共5页"]
["序号","项目名称","计算基础","计算费率(%)","金额(元)"]
["2","增值税","Σ（分部分项工程费及单价措施项目费+总价措施项目费+其他项目费+税前项目费+规费）"]
[null,"设计费"]
["一","建筑装饰装修工程(营改增)一般计税法"]
["1","规费","1.1+1.2+1.3"]
["1.1","社会保险费","∑(分部分项人工费+单价措施人工费)"]
["1.1.1","养老保险费"]
["1.1.2","失业保险费"]
["1.1.3","医疗保险费"]
["1.1.4","生育保险费"]
["1.1.5","工伤保险费"]
["1.2","住房公积金"]
["1.3","工程排污费","∑(分部分项人材机+单价措施人材机)"]
["2","增值税","Σ（分部分项工程费及单价措施项目费+总价措施项目费+其他项目费+税前项目费+规费）"]
[null,"暂列金额"]
["一","建筑装饰装修工程(营改增)一般计税法"]
["1","规费","1.1+1.2+1.3"]
["1.1","社会保险费","∑(分部分项人工费+单价措施人工费)"]
["1.1.1","养老保险费"]
["1.1.2","失业保险费"]
["1.1.3","医疗保险费"]
["1.1.4","生育保险费"]
["1.1.5","工伤保险费"]
["1.2","住房公积金"]
["1.3","工程排污费","∑(分部分项人材机+单价措施人材机)"]
["2","增值税","Σ（分部分项工程费及单价措施项目费+总价措施项目费+其他项目费+税前项目费+规费）"]
[null,"专项工程暂估价"]
["一","建筑装饰装修工程(营改增)一般计税法"]
["1","规费","1.1+1.2+1.3"]
["1.1","社会保险费","∑(分部分项人工费+单价措施人工费)"]
["1.1.1","养老保险费"]
["1.1.2","失业保险费"]
["1.1.3","医疗保险费"]
["1.1.4","生育保险费"]
["1.1.5","工伤保险费"]
["1.2","住房公积金"]
[{"$nulls":4},"表-15"]
["规费、增值税计价表"]
["工程名称:车棚工程",{"$nulls":3},"第5页 共5页"]
["序号","项目名称","计算基础","计算费率(%)","金额(元)"]
["1.3","工程排污费","∑(分部分项人材机+单价措施人材机)"]
["2","增值税","Σ（分部分项工程费及单价措施项目费+总价措施项目费+其他项目费+税前项目费+规费）"]
[null,"       合          计"]
{"$rows_empty":34}
[{"$nulls":4},"表-15"]

{"sheet":"表-21_发包人提供主要材料和工程设备一览表","index":17,"n_rows":41,"n_cols":8,"rows_kept":41,"merged":[[0,0,0,7],[1,0,1,5],[1,6,1,7]],"flags":["formulas_cached_only"]}
["发包人提供主要材料和工程设备一览表"]
["工程名称:车棚工程",{"$nulls":5},"编号："]
["序号","材料(工程设备)\r\n名称、规格、型号","单位","数量","单价(元)","交货方式","送达地点","备注"]
[1,"            合               计"]
{"$rows_empty":36}
[{"$nulls":6},"表－21"]

{"sheet":"表-22_承包人提供主要材料和工程设备一览表","index":18,"n_rows":31,"n_cols":10,"rows_kept":31,"merged":[[0,0,0,9],[1,0,1,9],[2,0,2,7],[2,8,2,9],[28,0,28,9],[29,0,29,9]],"flags":["formulas_cached_only"]}
["承包人提供主要材料和工程设备一览表"]
["(适用于造价信息差额调整法)"]
["工程名称:车棚工程",{"$nulls":7},"编号:"]
["序号","名称、规格、型号","单位","数量","风险系数(%)","基准单价(元)","投标单价(元)","确认单价(元)","价差(元)","合计差价(元)"]
[1,"            合       计"]
{"$rows_empty":23}
["注:1.此表由招标人填写除“投标单价”栏的内容，投标人在投标时自主确定投标单价。\r\n"]
["   2.招标人应优先采用工程造价管理机构发布的单价作为基础单价，未发布的，通过市场调查确定其基准单价。"]
[{"$nulls":9},"表-22"]

{"sheet":"表-23_承包人提供主要材料和工程设备一览表","index":19,"n_rows":43,"n_cols":6,"rows_kept":43,"merged":[[0,0,0,5],[1,0,1,5],[2,0,2,3],[2,4,2,5],[36,0,36,5],[37,0,37,5],[38,0,38,5],[39,0,39,5],[40,0,40,5],[41,0,41,5],[42,0,42,5]],"flags":["formulas_cached_only"]}
["承包人提供主要材料和工程设备一览表"]
["(适用于价格指数差额调整法)"]
["工程名称:车棚工程",{"$nulls":3},"编号："]
["序号","名称、规格、型号","变值权重B","基本价格指数Fo","现行价格指数Ft","备注"]
[1,"            合       计"]
{"$rows_empty":31}
["注：1、“名称、规格、型号”、“基本价格指数”栏由招标人填写，基本价格指数应首先采用工程造价管理机构发"]
["    布的价格指数，没有时，可采用发布的价格代替。如人工、机械费采用本法调整，由招标人在“名称”栏填写"]
["    2、“变值权重”栏由招标人根据该项人工、机械费和材料、工程设备价值在投标总报价中所占的比例填写，"]
["    1减去其比例为定值权重。"]
["    3、“现行价格指数”按约定的付款证书相关周期最后一天的前42天的各项价格指数填写，该指数应首先采用工"]
["    程造价管理机构发布的价格指数，没有时，可采用发布的价格代替。"]
["表-23"]

{"sheet":"主要材料及价格表(全部工料机)","index":20,"n_rows":393,"n_cols":6,"rows_kept":393,"merged":[[0,0,0,5],[1,0,1,2],[1,4,1,5],[42,0,42,5],[43,0,43,2],[43,4,43,5],[84,0,84,5],[85,0,85,2],[85,4,85,5],[126,0,126,5],[127,0,127,2],[127,4,127,5],[168,0,168,5],[169,0,169,2],[169,4,169,5],[210,0,210,5],[211,0,211,2],[211,4,211,5],[251,0,251,5],[252,0,252,2],[252,4,252,5],[293,0,293,5],[294,0,294,2],[294,4,294,5],[335,0,335,5],[336,0,336,2],[336,4,336,5],[377,0,377,5],[378,0,378,2],[378,4,378,5]],"flags":["formulas_cached_only"]}
["主要材料及价格表"]
["工程名称:车棚工程",{"$nulls":3},"第1页  共10页"]
["序号","材料编码","项目名称及规格、型号等特殊要求","单位","数量","单价（元）"]
[1,null,"◆人工◆"]
[2,"000301000","建筑装饰人工","元"]
[3,"000301017","金属制品安装工","工日"]
[4,"000501000","安装人工","元"]
[5,"000701000","市政人工","元"]
[6,"000701000","市政人工","元"]
[7,"000901000","园林绿化人工","元"]
[8,null,"◆材料◆"]
[9,"010103001","螺纹钢筋HRB400 10以内(综合)","t"]
[10,"010103002","螺纹钢筋HRB400 10以上(综合)","t"]
[11,"010301002","钢丝 Φ1.6","kg"]
[12,"010302001","镀锌钢丝（综合）","kg"]
[13,"010310001","镀锌铁丝(综合)","kg"]
[14,"010310002","镀锌铁丝 Φ4","kg"]
[15,"010310013","镀锌铁丝 Φ0.7","kg"]
[16,"010501001","钢丝绳(综合)","kg"]
[17,"010502013","钢丝绳 Φ26","m"]
[18,"010902001","圆钢HPB300 Φ10以内(综合)","t"]
[19,"010902002","圆钢HPB300 Φ10以上(综合)","t"]
[20,"010903001","圆钢HPB300 Φ10以内(综合)","kg"]
[21,"010903018","圆钢HPB300 Φ25～32","kg"]
[22,"011303002","镀锌扁钢 -25×4","kg"]
[23,"011303003","镀锌扁钢 -40×4","kg"]
[24,"011901001","槽钢(综合)","t"]
[25,"012102001","等边角钢(综合)","t"]
[26,"012104001","不等边角钢(综合)　","t"]
[27,"012901001","钢板(综合)","t"]
[28,"012901031","中厚钢板 4.1～20mm","t"]
[29,"012901032","厚钢板 20.1～60mm","t"]
[30,"012902022","钢板 2～2.5mm","kg"]
[31,"012902027","钢板 3～10mm","kg"]
[32,"012914007","钢垫板(综合)","t"]
[33,"015303002","封铅 含铅 65% 含锡 35%","kg"]
[34,"020101002","橡胶板 2mm","㎡"]
[35,"020101009","橡胶板 1～3mm","kg"]
[36,"020102004","石棉橡胶板 1～6mm","kg"]
[37,"020102006","石棉橡胶板 中压 0.8～6mm","kg"]
[38,"021301001","塑料带 20mm×40m","卷"]
[]
["主要材料及价格表"]
["工程名称:车棚工程",{"$nulls":3},"第2页  共10页"]
["序号","材料编码","项目名称及规格、型号等特殊要求","单位","数量","单价（元）"]
[39,"021303001","聚四氟乙烯生料带 宽20mm","m"]
[40,"022705003","棉丝","kg"]
[41,"022705004","棉纱头","kg"]
[42,"022706002","棉布","kg"]
[43,"022706004","白布 0.9m","㎡"]
[44,"022706010","破布","kg"]
[45,"022901001","麻袋","条"]
[46,"022902001","麻绳","kg"]
[47,"022902004","扎绑绳","kg"]
[48,"023102021","高强度、耐腐蚀聚乙烯尼龙绳","m"]
[49,"023301001","草袋","㎡"]
[50,"030120002","镀锌机螺钉 M6~12×12~120","个"]
[51,"030125001","螺栓（综合）","kg"]
[52,"030126060","螺栓 M16×45","套"]
[53,"030126103","螺栓 M30×200","套"]
[54,"030127034","镀锌螺栓 M10×100","套"]
[55,"030132021","不锈钢膨胀螺栓M8×120","套"]
[56,"030133002","横梁连接螺栓(综合)","套"]
[57,"030156018","膨胀螺栓 M10","套"]
[58,"030168004","镀锌锁紧螺母 20","个"]
[59,"030172010","地脚螺母、垫圈(综合)","套"]
[60,"030183001","铁钉(综合)","kg"]
[61,"031301006","砂轮片 400","片"]
[62,"031311001","电焊条（综合）","kg"]
[63,"031311002","电焊条 结4222.5~3.2","kg"]
[64,"031321001","焊锡丝  综合","kg"]
[65,"031321003","焊锡","kg"]
[66,"031332002","焊锡膏 瓶装50g","kg"]
[67,"031337010","冲击钻头 Φ12","个"]
[68,"031345001","钢锯条","根"]
[69,"031347001","砂纸","张"]
[70,"031347004","铁砂布","张"]
[71,"032116004","预埋铁件","kg"]
[72,"032305002","固定端锚具Φ26","个"]
[73,"040102001","普通硅酸盐水泥 32.5MPa","t"]
[74,"040102001","普通硅酸盐水泥 32.5MPa","t"]
[75,"040301001","砂(综合)",""]
[76,"040301004","中砂",""]
[]
["主要材料及价格表"]
["工程名称:车棚工程",{"$nulls":3},"第3页  共10页"]
["序号","材料编码","项目名称及规格、型号等特殊要求","单位","数量","单价（元）"]
[77,"040301005","粗砂",""]
[78,"040502003","碎石 5～20mm",""]
[79,"040502004","碎石 5～40mm",""]
[80,"040506001","砂砾石",""]
[81,"041301001","页岩标准砖 240×115×53","千块"]
[82,"042704001","混凝土预制块路缘石300x300x120","m"]
[83,"050102006","周转圆木(支撑)",""]
[84,"050102006","周转圆木(支撑)",""]
[85,"050304004","二等松杂板枋材(综合)",""]
[86,"050306001","周转板枋材",""]
[87,"050306001","周转板枋材",""]
[88,"050306002","周转枋材",""]
[89,"050306002","周转枋材",""]
[90,"050306003","周转板材",""]
[91,"052502007","垫木",""]
[92,"053102002","竹梢（长3-5m）","根"]
[93,"130102001","调和漆(综合)","kg"]
[94,"130108001","醇酸磁漆(综合)","kg"]
[95,"130109001","酚醛磁漆(各种颜色)","kg"]
[96,"130503001","沥青漆","kg"]
[97,"130507011","醇酸防锈漆 C53-1","kg"]
[98,"130508004","无机富锌底漆","kg"]
[99,"130519001","沥青绝缘漆","kg"]
[100,"130705002","铅油","kg"]
[101,"131102001","热熔标线涂料底漆","kg"]
[102,"131102002","热塑型道路标线涂料面漆","kg"]
[103,"131103001","热熔标线涂料反光玻璃珠","kg"]
[104,"133504001","防水粉","kg"]
[105,"134101001","嵌缝料","kg"]
[106,"140101001","清油","kg"]
[107,"140501002","溶剂汽油 200#","kg"]
[108,"140702001","机油（综合）","kg"]
[109,"140901002","电力复合酯 一级","kg"]
[110,"143124002","漂白粉 32%","kg"]
[111,"143303001","硬酯酸 一级","kg"]
[112,"143304005","三氯乙烯","kg"]
[113,"143504005","稀释剂","kg"]
[114,"143504010","醇酸稀释剂","kg"]
[]
["主要材料及价格表"]
["工程名称:车棚工程",{"$nulls":3},"第4页  共10页"]
["序号","材料编码","项目名称及规格、型号等特殊要求","单位","数量","单价（元）"]
[115,"143520001","隔离剂","kg"]
[116,"143520001","隔离剂","kg"]
[117,"143901001","乙炔气",""]
[118,"143901002","乙炔气","kg"]
[119,"143903001","石油液化气",""]
[120,"143906001","氧气",""]
[121,"144116005","粘合剂","kg"]
[122,"144301004","自粘性橡胶带 20mm×5m","卷"]
[123,"144309002","塑料胶布带 20mm×10m","卷"]
[124,"144309004","塑料胶布带 25mm×10m","卷"]
[125,"170101011","焊接钢管 DN150","t"]
[126,"172513000","塑料软管","kg"]
[127,"172801006","钢塑复合管 DN50","m"]
[128,"181506009","镀锌钢管接头 DN100","个"]
[129,"181512006","镀锌管箍 DN50","个"]
[130,"181512007","镀锌管箍 DN70","个"]
[131,"181515002","钢制活接头 DN20","个"]
[132,"182502003","镀锌管卡子(电线管用) DN25","个"]
[133,"182511000","接地卡子(综合)","个"]
[134,"182519002","固定卡子 3×80","套"]
[135,"271702001","绝缘黑胶布 20mm×20m","卷"]
[136,"280104002","镀锡裸铜绞线 TJX-16","kg"]
[137,"280304003","塑料软铜绝缘导线 BVR-4","m"]
[138,"280304004","塑料软铜绝缘导线 BVR-6","m"]
[139,"290621003","电线管接头 25","个"]
[140,"290624003","硬塑料管接头D32","个"]
[141,"290624004","硬塑料管接头D50","个"]
[142,"290628002","塑料护口 15～20","个"]
[143,"290631007","电缆吊挂 3×50","套"]
[144,"290905005","铜接线端子 DT-16mm2","个"]
[145,"290905007","铜接线端子 DT-35mm2","个"]
[146,"292702006","尼龙扎带(综合)","个"]
[147,"322701002","化肥[复合肥、尿素等]","kg"]
[148,"322703001","农药","kg"]
[149,"322901001","种植土",""]
[150,"330114001","高稀钢爬梯","个"]
[151,"340701001","塑料手套 ST型","付"]
[152,"341101001","水",""]
[]
["主要材料及价格表"]
["工程名称:车棚工程",{"$nulls":3},"第5页  共10页"]
["序号","材料编码","项目名称及规格、型号等特殊要求","单位","数量","单价（元）"]
[153,"341101001","水",""]
[154,"341104001","煤","t"]
[155,"341301011","标志牌 塑料扁形","个"]
[156,"341508001","其他材料费  占材料费的1.5%","元"]
[157,"341508001","其他材料费","元"]
[158,"341508002","其他材料费","元"]
[159,"341509001","校验材料费","元"]
[160,"350102003","组合钢模板","kg"]
[161,"350103001","胶合板模板 1830×915×18","㎡"]
[162,"350201001","模板钢支撑","kg"]
[163,"350203001","零星卡具","kg"]
[164,"350306001","木脚手板(松杂)",""]
[165,"350306002","脚手杆（杉木）Φ100",""]
[166,"350907003","钢支架摊销","kg"]
[167,"350908001","钢丸","kg"]
[168,"360105001","复合材料井盖(含井座)","套"]
[169,"360105001","重型防盗球墨铸铁井盖(含井座) φ700","套"]
[170,"360108001","复合材料雨水平箅","个"]
[171,"360502001","素色植草砖 250×250×50","㎡"]
[172,"370905001","钢垫板","kg"]
[173,null,"◆商品砼◆"]
[174,"043103002","碎石 GD20  商品普通砼  C15",""]
[175,"043103005","碎石 GD20  商品普通砼  C30",""]
[176,"043104002","碎石 GD40  商品普通砼  C15",""]
[177,"043104005","碎石 GD40  商品普通砼  C30",""]
[178,"043117002","中粒式沥青混凝土",""]
[179,"043117003","细(微)粒沥青混凝土",""]
[180,null,"◆配合比◆"]
[181,"800101006","水泥砂浆中砂M7.5",""]
[182,"800101007","水泥砂浆中砂M10",""]
[183,"800102003","水泥砂浆 1∶2",""]
[184,"800102004","水泥砂浆 1∶2.5",""]
[185,"800102005","水泥砂浆 1∶3",""]
[186,"800702002","水泥防水砂浆(加防水粉5％) 1∶2",""]
[187,null,"◆主材◆"]
[188,"011902003","槽钢 ［10#]","kg"]
[189,"020501001","橡胶圈 dn300","个"]
[190,"170101009","焊接钢管 DN100","t"]
[]
["主要材料及价格表"]
["工程名称:车棚工程",{"$nulls":3},"第6页  共10页"]
["序号","材料编码","项目名称及规格、型号等特殊要求","单位","数量","单价（元）"]
[191,"172500000","PVC-C塑料管 DN25","m"]
[192,"172500000","PVC-C塑料管 DN50","m"]
[193,"172500000","刚性阻燃管 PC25","m"]
[194,"172500000","刚性阻燃管 PC32","m"]
[195,"172500000","钢丝网骨架PE100级给水管 DN20","m"]
[196,"172500000","钢丝网骨架PE100级给水管 DN32","m"]
[197,"172506000","增强聚丙烯FRPP双壁加筋排水管 dn300","m"]
[198,"194103000","快速取水阀 DN20","个"]
[199,"194110000","闸阀 DN32","个"]
[200,"240102000","法兰水表 DN25","个"]
[201,"253303001","3.5mLED庭院灯 35W","套"]
[202,"270606000","热镀锌角钢 L50*50*5*1500","根"]
[203,"270606000","热镀锌角钢 L50*50*5*2500","根"]
[204,"270606000","热镀锌角钢 L50*50*5*2500","根"]
[205,"280310000","RVV-2*1.0mm2","m"]
[206,"280310000","RVV-3*4.0mm2","m"]
[207,"290602000","刚性阻燃管 PC25","m"]
[208,"320102000","荔枝树  胸径:11-12cm，株高、冠幅:350-400cm、150-200cm","株"]
[209,"320102000","芒果树  胸径:11-12cm，株高、冠幅:350-400cm、150-200cm","株"]
[210,"320701000","草皮",""]
[211,"320701000","马尼拉草",""]
[212,"330104011","杆高6000mm以内单悬臂杆(L杆)","套"]
[213,"550117001","充电桩电表箱 CAW1","台"]
[214,"550117001","电源防水箱","台"]
[215,"550117001","非机动车充电配电总箱 AL.C","台"]
[216,"550910000","总等电位端子联接箱","个"]
[217,"Z010902001","圆钢HPB300 10以内(综合)","t"]
[218,"Z040301001","砂（综合）",""]
[219,"Z170303000","镀锌钢管 SC100","m"]
[220,"Z170303000","镀锌钢管 SC50","m"]
[221,"Z170303000","镀锌钢管 SC50","m"]
[222,"Z170303000","镀锌钢管 SC65","m"]
[223,"Z270603001","热镀锌扁钢 -40*4","m"]
[224,"Z270603001","热镀锌圆钢 φ12","m"]
[225,"Z280301000","BVR-25mm2","m"]
[226,"Z280311000","超五类非屏蔽网线","m"]
[227,"Z281100000","VV-2*4mm2","m"]
[]
["主要材料及价格表"]
["工程名称:车棚工程",{"$nulls":3},"第7页  共10页"]
["序号","材料编码","项目名称及规格、型号等特殊要求","单位","数量","单价（元）"]
[228,"Z281100000","WDZ-YJY-1*10mm2","m"]
[229,"Z281100000","WDZ-YJY-1*35mm2","m"]
[230,"Z281100000","WDZ-YJY-3*10mm2","m"]
[231,"Z281100000","WDZ-YJY-4*10mm2","m"]
[232,"Z281100000","WDZ-YJY-4*35mm2","m"]
[233,"Z282500000","2芯室外单模光纤","m"]
[234,"Z802101007","砾石 GD20 中砂水泥 32.5 C20",""]
[235,"Z802101007","砾石 GD20 中砂水泥 32.5 C25",""]
[236,"Z802110012","碎石 GD40 中砂水泥 32.5 C15",""]
[237,null,"18mm厚钢板 400*400mm","个"]
[238,null,"20车位电动车充电装置","套"]
[239,null,"地脚螺栓 M14*600mm","个"]
[240,null,"地脚螺栓 M22*700mm","个"]
[241,null,"钢丝网骨架PE100级给水管三通 DN25*25*20","个"]
[242,null,"钢丝网骨架PE100级给水管弯头 DN32","个"]
[243,null,"红外网络枪式摄像机","台"]
[244,null,"拉线井","座"]
[245,null,"汽车充电桩-快充桩","个"]
[246,null,"汽车充电桩-慢充桩","个"]
[247,null,"摄像机电源","个"]
[248,null,"双口环网光收发器","套"]
[249,null,"四口环网光收发器","套"]
[250,null,"信号+电源防浪涌报保护器","个"]
[251,null,"◆机械台班组成◆"]
[252,"000301001A","机械台班人工费","元"]
[253,"000301001","机械台班人工费","元"]
[254,"000301001","机械台班人工费","元"]
[255,"140301004","国V汽油 92#","kg"]
[256,"140301004","国V汽油 92#","kg"]
[257,"140304001","轻柴油 0#","kg"]
[258,"140304001","轻柴油 0#","kg"]
[259,"140304001","轻柴油 0#","kg"]
[260,"341103001","电","kW.h"]
[261,"341103001","电","kW.h"]
[262,"994701001","其他机械费","元"]
[263,"994701003","停滞费","元"]
[264,"994701004","折旧费","元"]
[265,"994701005","大修理费","元"]
[]
["主要材料及价格表"]
["工程名称:车棚工程",{"$nulls":3},"第8页  共10页"]
["序号","材料编码","项目名称及规格、型号等特殊要求","单位","数量","单价（元）"]
[266,"994701006","经常修理费","元"]
[267,"994701007","安拆及场外运输费","元"]
[268,"994701008","其他费用","元"]
[269,null,"◆机械◆"]
[270,"980502004","数字万用表 PS-56","台班"]
[271,"980502012","工业用真效值万用表","台班"]
[272,"981101003","接地电阻测试仪 DET-3/2","台班"]
[273,"981110002","绝缘电阻测试仪 ZC-8","台班"]
[274,"981701001","对讲机 C15","台班"]
[275,"983901001","彩色监视器 14″","台班"]
[276,"990101002","履带式液压单斗挖掘机[斗容量0.4]","台班"]
[277,"990101005","履带式液压单斗挖掘机[斗容量1]","台班"]
[278,"990101011","履带式液压单斗挖掘机 合资机型,斗容量1.25","台班"]
[279,"990504001","单卧轴式混凝土搅拌机 出料容量250L","台班"]
[280,"990506001","混凝土振捣器[平板式]","台班"]
[281,"990506002","混凝土振捣器[插入式]","台班"]
[282,"990509001","灰浆搅拌机[拌筒容量200L]","台班"]
[283,"990514002","稳定土拌合机 功率230kW","台班"]
[284,"990514003","稳定土厂拌设备50t/h以内","台班"]
[285,"990701004","履带式推土机[功率75kW]","台班"]
[286,"990701005","履带式推土机[功率90kW]","台班"]
[287,"990703002","轮胎式装载机[斗容量1]","台班"]
[288,"990704004","载货汽车[装载质量4t]","台班"]
[289,"990704005","载货汽车[装载质量5t]","台班"]
[290,"990705004","自卸汽车[装载质量5t]","台班"]
[291,"990705005","自卸汽车[装载质量8t]","台班"]
[292,"990705007","自卸汽车[装载质量12t]","台班"]
[293,"990706001","机动翻斗车[装载质量1t]","台班"]
[294,"990707004","平板拖车组[装载质量20t]","台班"]
[295,"990708002","轨道平车[装载质量8t]","台班"]
[296,"990712002","平地机[功率120kW]","台班"]
[297,"990902002","门式起重机[提升质量10t]","台班"]
[298,"990902003","门式起重机[提升质量20t]","台班"]
[299,"990903001","汽车式起重机[提升质量5t]","台班"]
[300,"990903002","汽车式起重机[提升质量8t]","台班"]
[301,"990903007","汽车式起重机[提升质量25t]","台班"]
[302,"990916003","电动卷扬机 单筒慢速 [牵引力30kN]","台班"]
[303,"991301003","内燃光轮压路机[工作质量12t]","台班"]
[]
["主要材料及价格表"]
["工程名称:车棚工程",{"$nulls":3},"第9页  共10页"]
["序号","材料编码","项目名称及规格、型号等特殊要求","单位","数量","单价（元）"]
[304,"991302002","振动压路机[工作质量8t]","台班"]
[305,"991302005","振动压路机[工作质量15t]","台班"]
[306,"991303001","双钢轮振动压路机 工作质量 12t","台班"]
[307,"991303002","双钢轮振动压路机 工作质量 15t","台班"]
[308,"991304001","胶轮压路机 工作质量9~16t","台班"]
[309,"991305001","夯实机电动[夯击能力200～620Nm]","台班"]
[310,"991308001","手扶振动压实机 工作质量 1t","台班"]
[311,"991312001","沥青混凝土摊铺机 装载质量80kN","台班"]
[312,"991318001","手推式热熔划线车","台班"]
[313,"991518002","刨边机[加工长度 12000mm]","台班"]
[314,"991519002","抛丸除锈机[综合]","台班"]
[315,"991521001","型钢剪断机[剪断宽度500mm]","台班"]
[316,"991701001","钢筋调直机[直径14mm]","台班"]
[317,"991701002","钢筋调直机 直径40mm","台班"]
[318,"991702001","钢筋切断机[直径40mm]","台班"]
[319,"991703001","钢筋弯曲机[直径40mm]","台班"]
[320,"991901001","H型钢组立机","台班"]
[321,"991902001","型钢校正机 [60*800mm]","台班"]
[322,"991902002","翼缘校正机","台班"]
[323,"991903002","多辊板料校平机[厚度×宽度16×2000mm]","台班"]
[324,"991906009","剪板机[厚度×宽度 40×3100(mm)]","台班"]
[325,"991908002","立式钻床[钻孔直径 25mm]","台班"]
[326,"991909003","摇臂钻床[钻孔直径 63mm]","台班"]
[327,"991920002","管子切断机 直径150mm","台班"]
[328,"991924001","管子套丝机159mm","台班"]
[329,"991926001","弯管机 WC27~108","台班"]
[330,"992101001","木工圆锯机[直径500mm]","台班"]
[331,"992301003","砂轮切割机 400","台班"]
[332,"992310001","铝材切割机 1kW","台班"]
[333,"992501001A","交流电弧焊机 容量21kV.A","台班"]
[334,"992501001","交流电弧焊机[容量21kVA]","台班"]
[335,"992501002","交流电弧焊机[容量30kVA]","台班"]
[336,"992501004","交流电弧焊机[容量40kVA]","台班"]
[337,"992509003","对焊机[容量75kVA]","台班"]
[338,"992511002","热熔焊接机 Φ160","台班"]
[339,"992701001","电焊条烘干箱[容积45×35×45(c)]","台班"]
[340,"992701002","电焊条烘干箱[容积55×45×55(c)]","台班"]
[341,"992702001","恒温箱","台班"]
[]
["主要材料及价格表"]
["工程名称:车棚工程",{"$nulls":3},"第10页  共10页"]
["序号","材料编码","项目名称及规格、型号等特殊要求","单位","数量","单价（元）"]
[342,"992710001","热熔釜溶解车","台班"]
[343,"993101002","洒水车[罐容量8000L]","台班"]
[344,"993301002","履带式液压岩石破碎机斗容量 1.0 合资机型","台班"]
[345,"993705001","打药车[2t]","台班"]
[346,"993707001","背式打草机","台班"]
[347,"993708001","推式打草机","台班"]
[348,"994301003","电动空气压缩机[排气量3/min]","台班"]
[349,"994301005","电动空气压缩机[排气量10/min]","台班"]
[350,"994410003","试压泵 压力 25MPa","台班"]
[351,"994506004","油压接管钳 50t","台班"]
[352,"994508001","电锤 520W","台班"]
[353,"994701002","其他机具费  占人工费的2%","元"]
[354,null,"#### 合 计 ####"]

{"sheet":"主要材料价格表(打勾部分)","index":21,"n_rows":4,"n_cols":6,"rows_kept":4,"merged":[[0,0,0,5],[1,0,1,2],[1,4,1,5]],"flags":["formulas_cached_only"]}
["主要材料及价格表"]
["工程名称:车棚工程",{"$nulls":3},"第1页  共1页"]
["序号","材料编码","项目名称及规格、型号等特殊要求","单位","数量","单价（元）"]
[1]

{"sheet":"主要材料及价格表(有信息价)","index":22,"n_rows":134,"n_cols":6,"rows_kept":134,"merged":[[0,0,0,5],[1,0,1,2],[1,4,1,5],[42,0,42,5],[43,0,43,2],[43,4,43,5],[84,0,84,5],[85,0,85,2],[85,4,85,5],[126,0,126,5],[127,0,127,2],[127,4,127,5]],"flags":["formulas_cached_only"]}
["主要材料及价格表"]
["工程名称:车棚工程",{"$nulls":3},"第1页  共4页"]
["序号","材料编码","项目名称及规格、型号等特殊要求","单位","数量","单价（元）"]
[1,"000301017","金属制品安装工","工日"]
[2,"010103001","螺纹钢筋HRB400 10以内(综合)","t"]
[3,"010103002","螺纹钢筋HRB400 10以上(综合)","t"]
[4,"010310001","镀锌铁丝(综合)","kg"]
[5,"010902001","圆钢HPB300 Φ10以内(综合)","t"]
[6,"010902002","圆钢HPB300 Φ10以上(综合)","t"]
[7,"010903018","圆钢HPB300 Φ25～32","kg"]
[8,"011901001","槽钢(综合)","t"]
[9,"012102001","等边角钢(综合)","t"]
[10,"012104001","不等边角钢(综合)　","t"]
[11,"012901001","钢板(综合)","t"]
[12,"012901031","中厚钢板 4.1～20mm","t"]
[13,"012901032","厚钢板 20.1～60mm","t"]
[14,"030183001","铁钉(综合)","kg"]
[15,"031311001","电焊条（综合）","kg"]
[16,"031347004","铁砂布","张"]
[17,"032116004","预埋铁件","kg"]
[18,"040102001","普通硅酸盐水泥 32.5MPa","t"]
[19,"040102001","普通硅酸盐水泥 32.5MPa","t"]
[20,"040301001","砂(综合)",""]
[21,"040301004","中砂",""]
[22,"040301005","粗砂",""]
[23,"040502004","碎石 5～40mm",""]
[24,"040506001","砂砾石",""]
[25,"041301001","页岩标准砖 240×115×53","千块"]
[26,"042704001","混凝土预制块路缘石300x300x120","m"]
[27,"050102006","周转圆木(支撑)",""]
[28,"050102006","周转圆木(支撑)",""]
[29,"050304004","二等松杂板枋材(综合)",""]
[30,"050306001","周转板枋材",""]
[31,"050306001","周转板枋材",""]
[32,"050306002","周转枋材",""]
[33,"050306002","周转枋材",""]
[34,"050306003","周转板材",""]
[35,"130102001","调和漆(综合)","kg"]
[36,"130503001","沥青漆","kg"]
[37,"131102001","热熔标线涂料底漆","kg"]
[38,"131102002","热塑型道路标线涂料面漆","kg"]
[]
["主要材料及价格表"]
["工程名称:车棚工程",{"$nulls":3},"第2页  共4页"]
["序号","材料编码","项目名称及规格、型号等特殊要求","单位","数量","单价（元）"]
[39,"131103001","热熔标线涂料反光玻璃珠","kg"]
[40,"133504001","防水粉","kg"]
[41,"140101001","清油","kg"]
[42,"143520001","隔离剂","kg"]
[43,"143901001","乙炔气",""]
[44,"143906001","氧气",""]
[45,"172801006","钢塑复合管 DN50","m"]
[46,"280304003","塑料软铜绝缘导线 BVR-4","m"]
[47,"280304004","塑料软铜绝缘导线 BVR-6","m"]
[48,"341101001","水",""]
[49,"341104001","煤","t"]
[50,"350102003","组合钢模板","kg"]
[51,"350103001","胶合板模板 1830×915×18","㎡"]
[52,"350203001","零星卡具","kg"]
[53,"350306001","木脚手板(松杂)",""]
[54,"350306002","脚手杆（杉木）Φ100",""]
[55,"360108001","复合材料雨水平箅","个"]
[56,"043103002","碎石 GD20  商品普通砼  C15",""]
[57,"043103005","碎石 GD20  商品普通砼  C30",""]
[58,"043104002","碎石 GD40  商品普通砼  C15",""]
[59,"043104005","碎石 GD40  商品普通砼  C30",""]
[60,"043117002","中粒式沥青混凝土",""]
[61,"043117003","细(微)粒沥青混凝土",""]
[62,"011902003","槽钢 ［10#]","kg"]
[63,"020501001","橡胶圈 dn300","个"]
[64,"172500000","PVC-C塑料管 DN25","m"]
[65,"172500000","PVC-C塑料管 DN50","m"]
[66,"172500000","刚性阻燃管 PC25","m"]
[67,"172500000","刚性阻燃管 PC32","m"]
[68,"172500000","钢丝网骨架PE100级给水管 DN20","m"]
[69,"172506000","增强聚丙烯FRPP双壁加筋排水管 dn300","m"]
[70,"194103000","快速取水阀 DN20","个"]
[71,"240102000","法兰水表 DN25","个"]
[72,"253303001","3.5mLED庭院灯 35W","套"]
[73,"270606000","热镀锌角钢 L50*50*5*1500","根"]
[74,"270606000","热镀锌角钢 L50*50*5*2500","根"]
[75,"270606000","热镀锌角钢 L50*50*5*2500","根"]
[76,"280310000","RVV-2*1.0mm2","m"]
[]
["主要材料及价格表"]
["工程名称:车棚工程",{"$nulls":3},"第3页  共4页"]
["序号","材料编码","项目名称及规格、型号等特殊要求","单位","数量","单价（元）"]
[77,"280310000","RVV-3*4.0mm2","m"]
[78,"290602000","刚性阻燃管 PC25","m"]
[79,"320701000","草皮",""]
[80,"320701000","马尼拉草",""]
[81,"550117001","充电桩电表箱 CAW1","台"]
[82,"550117001","电源防水箱","台"]
[83,"550117001","非机动车充电配电总箱 AL.C","台"]
[84,"550910000","总等电位端子联接箱","个"]
[85,"Z010902001","圆钢HPB300 10以内(综合)","t"]
[86,"Z040301001","砂（综合）",""]
[87,"Z170303000","镀锌钢管 SC100","m"]
[88,"Z170303000","镀锌钢管 SC50","m"]
[89,"Z170303000","镀锌钢管 SC50","m"]
[90,"Z170303000","镀锌钢管 SC65","m"]
[91,"Z270603001","热镀锌扁钢 -40*4","m"]
[92,"Z270603001","热镀锌圆钢 φ12","m"]
[93,"Z280301000","BVR-25mm2","m"]
[94,"Z280311000","超五类非屏蔽网线","m"]
[95,"Z281100000","VV-2*4mm2","m"]
[96,"Z281100000","WDZ-YJY-1*10mm2","m"]
[97,"Z281100000","WDZ-YJY-1*35mm2","m"]
[98,"Z281100000","WDZ-YJY-3*10mm2","m"]
[99,"Z281100000","WDZ-YJY-4*10mm2","m"]
[100,"Z281100000","WDZ-YJY-4*35mm2","m"]
[101,"Z282500000","2芯室外单模光纤","m"]
[102,"Z802101007","砾石 GD20 中砂水泥 32.5 C20",""]
[103,"Z802110012","碎石 GD40 中砂水泥 32.5 C15",""]
[104,null,"18mm厚钢板 400*400mm","个"]
[105,null,"20车位电动车充电装置","套"]
[106,null,"地脚螺栓 M14*600mm","个"]
[107,null,"地脚螺栓 M22*700mm","个"]
[108,null,"钢丝网骨架PE100级给水管三通 DN25*25*20","个"]
[109,null,"红外网络枪式摄像机","台"]
[110,null,"汽车充电桩-快充桩","个"]
[111,null,"汽车充电桩-慢充桩","个"]
[112,null,"摄像机电源","个"]
[113,null,"双口环网光收发器","套"]
[114,null,"四口环网光收发器","套"]
[]
["主要材料及价格表"]
["工程名称:车棚工程",{"$nulls":3},"第4页  共4页"]
["序号","材料编码","项目名称及规格、型号等特殊要求","单位","数量","单价（元）"]
[115,null,"信号+电源防浪涌报保护器","个"]
[116,"140301004","国V汽油 92#","kg"]
[117,"140304001","轻柴油 0#","kg"]
[118,"140304001","轻柴油 0#","kg"]
[119,"341103001","电","kW.h"]

{"sheet":"主要材料及价格表(主材)","index":23,"n_rows":70,"n_cols":6,"rows_kept":70,"merged":[[0,0,0,5],[1,0,1,2],[1,4,1,5],[41,0,41,5],[42,0,42,2],[42,4,42,5]],"flags":["formulas_cached_only"]}
["主要材料及价格表"]
["工程名称:车棚工程",{"$nulls":3},"第1页  共2页"]
["序号","材料编码","项目名称及规格、型号等特殊要求","单位","数量","单价（元）"]
[1,"011902003","槽钢 ［10#]","kg"]
[2,"020501001","橡胶圈 dn300","个"]
[3,"170101009","焊接钢管 DN100","t"]
[4,"172500000","PVC-C塑料管 DN25","m"]
[5,"172500000","PVC-C塑料管 DN50","m"]
[6,"172500000","刚性阻燃管 PC25","m"]
[7,"172500000","刚性阻燃管 PC32","m"]
[8,"172500000","钢丝网骨架PE100级给水管 DN20","m"]
[9,"172500000","钢丝网骨架PE100级给水管 DN32","m"]
[10,"172506000","增强聚丙烯FRPP双壁加筋排水管 dn300","m"]
[11,"194103000","快速取水阀 DN20","个"]
[12,"194110000","闸阀 DN32","个"]
[13,"240102000","法兰水表 DN25","个"]
[14,"253303001","3.5mLED庭院灯 35W","套"]
[15,"270606000","热镀锌角钢 L50*50*5*1500","根"]
[16,"270606000","热镀锌角钢 L50*50*5*2500","根"]
[17,"270606000","热镀锌角钢 L50*50*5*2500","根"]
[18,"280310000","RVV-2*1.0mm2","m"]
[19,"280310000","RVV-3*4.0mm2","m"]
[20,"290602000","刚性阻燃管 PC25","m"]
[21,"320102000","荔枝树  胸径:11-12cm，株高、冠幅:350-400cm、150-200cm","株"]
[22,"320102000","芒果树  胸径:11-12cm，株高、冠幅:350-400cm、150-200cm","株"]
[23,"320701000","草皮",""]
[24,"320701000","马尼拉草",""]
[25,"330104011","杆高6000mm以内单悬臂杆(L杆)","套"]
[26,"550117001","充电桩电表箱 CAW1","台"]
[27,"550117001","电源防水箱","台"]
[28,"550117001","非机动车充电配电总箱 AL.C","台"]
[29,"550910000","总等电位端子联接箱","个"]
[30,"Z010902001","圆钢HPB300 10以内(综合)","t"]
[31,"Z040301001","砂（综合）",""]
[32,"Z170303000","镀锌钢管 SC100","m"]
[33,"Z170303000","镀锌钢管 SC50","m"]
[34,"Z170303000","镀锌钢管 SC50","m"]
[35,"Z170303000","镀锌钢管 SC65","m"]
[36,"Z270603001","热镀锌扁钢 -40*4","m"]
[37,"Z270603001","热镀锌圆钢 φ12","m"]
[]
["主要材料及价格表"]
["工程名称:车棚工程",{"$nulls":3},"第2页  共2页"]
["序号","材料编码","项目名称及规格、型号等特殊要求","单位","数量","单价（元）"]
[38,"Z280301000","BVR-25mm2","m"]
[39,"Z280311000","超五类非屏蔽网线","m"]
[40,"Z281100000","VV-2*4mm2","m"]
[41,"Z281100000","WDZ-YJY-1*10mm2","m"]
[42,"Z281100000","WDZ-YJY-1*35mm2","m"]
[43,"Z281100000","WDZ-YJY-3*10mm2","m"]
[44,"Z281100000","WDZ-YJY-4*10mm2","m"]
[45,"Z281100000","WDZ-YJY-4*35mm2","m"]
[46,"Z282500000","2芯室外单模光纤","m"]
[47,"Z802101007","砾石 GD20 中砂水泥 32.5 C20",""]
[48,"Z802101007","砾石 GD20 中砂水泥 32.5 C25",""]
[49,"Z802110012","碎石 GD40 中砂水泥 32.5 C15",""]
[50,null,"18mm厚钢板 400*400mm","个"]
[51,null,"20车位电动车充电装置","套"]
[52,null,"地脚螺栓 M14*600mm","个"]
[53,null,"地脚螺栓 M22*700mm","个"]
[54,null,"钢丝网骨架PE100级给水管三通 DN25*25*20","个"]
[55,null,"钢丝网骨架PE100级给水管弯头 DN32","个"]
[56,null,"红外网络枪式摄像机","台"]
[57,null,"拉线井","座"]
[58,null,"汽车充电桩-快充桩","个"]
[59,null,"汽车充电桩-慢充桩","个"]
[60,null,"摄像机电源","个"]
[61,null,"双口环网光收发器","套"]
[62,null,"四口环网光收发器","套"]
[63,null,"信号+电源防浪涌报保护器","个"]

{"sheet":"设备及价格表","index":24,"n_rows":41,"n_cols":7,"rows_kept":41,"merged":[[0,0,0,6],[1,0,1,2],[1,5,1,6]],"flags":["formulas_cached_only"]}
["设 备 及 价 格 表"]
["工程名称:车棚工程",{"$nulls":4},"第1页  共1页"]
["序号","编码","设备名称、规格、型号等特殊要求","单位","数量","单价（元）","合价（元）"]
[1]
{"$rows_empty":36}
[{"$nulls":3}," ","  "," ","表－18"]

{"sheet":"税后项目清单与计价表","index":25,"n_rows":6,"n_cols":7,"rows_kept":6,"merged":[[0,0,0,6],[1,0,1,4],[1,5,1,6],[2,0,4,0],[2,1,4,1],[2,2,4,2],[2,3,4,3],[2,4,4,4],[2,5,2,6],[3,5,4,5],[3,6,4,6],[46,0,46,4]],"flags":["formulas_cached_only"]}
["税后项目清单与计价表"]
["工程名称:车棚工程 ",{"$nulls":4},"第1页 共1页"]
["序号","项目编码","项目名称及项目特征描述","计量单位","工程量","金  额(元)"]
[{"$nulls":5},"单价","合 价"]
[]
[null,null,"              合           计"]

{"sheet":"表-08(全费用)_分部分项工程和单价措施项目清单与计价表","index":26,"n_rows":508,"n_cols":10,"rows_kept":508,"merged":[[0,0,0,9],[1,0,1,5],[1,6,1,9],[2,0,3,0],[2,1,3,1],[2,2,3,2],[2,3,3,3],[2,4,3,4],[2,5,2,9],[3,5,3,5],[3,6,3,6],[26,7,26,9],[27,0,27,9],[28,0,28,5],[28,6,28,9],[29,0,30,0],[29,1,30,1],[29,2,30,2],[29,3,30,3],[29,4,30,4],[29,5,29,9],[53,7,53,9],[54,0,54,9],[55,0,55,5],[55,6,55,9],[56,0,57,0],[56,1,57,1],[56,2,57,2],[56,3,57,3],[56,4,57,4],[56,5,56,9],[80,7,80,9],[81,0,81,9],[82,0,82,5],[82,6,82,9],[83,0,84,0],[83,1,84,1],[83,2,84,2],[83,3,84,3],[83,4,84,4],[83,5,83,9],[107,7,107,9],[108,0,108,9],[109,0,109,5],[109,6,109,9],[110,0,111,0],[110,1,111,1],[110,2,111,2],[110,3,111,3],[110,4,111,4],[110,5,110,9],[134,7,134,9],[135,0,135,9],[136,0,136,5],[136,6,136,9],[137,0,138,0],[137,1,138,1],[137,2,138,2],[137,3,138,3],[137,4,138,4],[137,5,137,9],[161,7,161,9],[162,0,162,9],[163,0,163,5],[163,6,163,9],[164,0,165,0],[164,1,165,1],[164,2,165,2],[164,3,165,3],[164,4,165,4],[164,5,164,9],[188,7,188,9],[189,0,189,9],[190,0,190,5],[190,6,190,9],[191,0,192,0],[191,1,192,1],[191,2,192,2],[191,3,192,3],[191,4,192,4],[191,5,191,9],[215,7,215,9],[216,0,216,9],[217,0,217,5],[217,6,217,9],[218,0,219,0],[218,1,219,1],[218,2,219,2],[218,3,219,3],[218,4,219,4],[218,5,218,9],[242,7,242,9],[243,0,243,9],[244,0,244,5],[244,6,244,9],[245,0,246,0],[245,1,246,1],[245,2,246,2],[245,3,246,3],[245,4,246,4],[245,5,245,9],[269,7,269,9],[270,0,270,9],[271,0,271,5],[271,6,271,9],[272,0,273,0],[272,1,273,1],[272,2,273,2],[272,3,273,3],[272,4,273,4],[272,5,272,9],[295,7,295,9],[296,0,296,9],[297,0,297,5],[297,6,297,9],[298,0,299,0],[298,1,299,1],[298,2,299,2],[298,3,299,3],[298,4,299,4],[298,5,298,9],[322,7,322,9],[323,0,323,9],[324,0,324,5],[324,6,324,9],[325,0,326,0],[325,1,326,1],[325,2,326,2],[325,3,326,3],[325,4,326,4],[325,5,325,9],[349,7,349,9],[350,0,350,9],[351,0,351,5],[351,6,351,9],[352,0,353,0],[352,1,353,1],[352,2,353,2],[352,3,353,3],[352,4,353,4],[352,5,352,9],[376,7,376,9],[377,0,377,9],[378,0,378,5],[378,6,378,9],[379,0,380,0],[379,1,380,1],[379,2,380,2],[379,3,380,3],[379,4,380,4],[379,5,379,9],[401,7,401,9],[402,0,402,9],[403,0,403,5],[403,6,403,9],[404,0,405,0],[404,1,405,1],[404,2,405,2],[404,3,405,3],[404,4,405,4],[404,5,404,9],[428,7,428,9],[429,0,429,9],[430,0,430,5],[430,6,430,9],[431,0,432,0],[431,1,432,1],[431,2,432,2],[431,3,432,3],[431,4,432,4],[431,5,431,9],[455,7,455,9],[456,0,456,9],[457,0,457,5],[457,6,457,9],[458,0,459,0],[458,1,459,1],[458,2,459,2],[458,3,459,3],[458,4,459,4],[458,5,458,9],[480,7,480,9],[481,0,481,9],[482,0,482,5],[482,6,482,9],[483,0,484,0],[483,1,484,1],[483,2,484,2],[483,3,484,3],[483,4,484,4],[483,5,483,9],[507,7,507,9]],"flags":["formulas_cached_only"]}
["分部分项工程和单价措施项目清单与计价表"]
["工程名称:车棚工程 ",{"$nulls":5},"第1页 共19页"]
["序\r\n号","项目编码","项目名称及\r\n项目特征描述","计量单位","工程量","金额(元)"]
[{"$nulls":5},"综合单价","合 价","总价措施","规费","增值税"]
[null,null,"室外拆除工程"]
[null,null,"分部分项工程"]
[null,null,"G.1 人工拆除工程"]
["1","041001005001","拆除120*300路缘石","m","4.00"]
[null,null,"石质或砼路缘石"]
[null,null,"运至被拆除建筑物30m以内指定地点清理归堆、码放整齐"]
["2","041001005002","拆除平石","m","5.50"]
[null,null,"石质或砼路缘石"]
[null,null,"运至被拆除建筑物30m以内指定地点清理归堆、码放整齐"]
["3","011605001001","平面块料拆除","㎡","22.00"]
[null,null,"施工部位:室外地面砖拆除"]
[null,null,"1.拆除的基层类型:水泥砂浆"]
[null,null,"2.饰面材料种类:植草砖"]
[null,null,"3.拆除的渣土废弃材料全部下地，运至被拆除建筑物30m以内指定地点，清理归堆、码放整齐"]
["4","041001001001","拆除路面","㎡","1054.24"]
[null,null,"1.拆除方式:岩石破碎机拆除"]
[null,null,"2.拆除构件的厚度:15cm"]
[null,null,"G.4 渣土场外运输"]
["5","040103002001","余方弃置","","159.58"]
[null,null,"1.废弃料品种:拆除渣土、构件"]
[null,null,"2.运距:1km"]
["6","桂040103003001","渣土运输每增1km","·km","3032.02"]
[{"$nulls":7},"表-08"]
["分部分项工程和单价措施项目清单与计价表"]
["工程名称:车棚工程 ",{"$nulls":5},"第2页 共19页"]
["序\r\n号","项目编码","项目名称及\r\n项目特征描述","计量单位","工程量","金额(元)"]
[{"$nulls":5},"综合单价","合 价","总价措施","规费","增值税"]
[null,null,"1.土或石类别:拆除渣土、构件"]
[null,null,"室外绿化工程"]
[null,null,"分部分项工程"]
[null,null,"1、绿化工程"]
["7","桂050102018001","植草砖（格）植草","㎡","630.00"]
[null,null,"部位:室外"]
[null,null,"1.草坪种类:植草砖植草"]
[null,null,"2.养护期:12个月"]
["8","050102012001","铺种草皮","㎡","137.00"]
[null,null,"部位:室外"]
[null,null,"1.草皮种类:马尼拉草"]
[null,null,"2.铺种方式:满铺"]
[null,null,"3.养护期:12个月"]
["9","050101009001","种植土回(换)填","","41.10"]
[null,null,"部位:室外"]
[null,null,"1.回填土质要求:种植土"]
[null,null,"2.取土运距:20公里以内，投标人根据施工现场综合考虑"]
[null,null,"3.回填厚度:300mm"]
["10","050102001001","芒果树","株","11"]
[null,null,"1.胸径:11-12cm"]
[null,null,"2.株高、冠幅:350-400cm、150-200cm"]
[null,null,"3.养护期:1年"]
[{"$nulls":7},"表-08"]
["分部分项工程和单价措施项目清单与计价表"]
["工程名称:车棚工程 ",{"$nulls":5},"第3页 共19页"]
["序\r\n号","项目编码","项目名称及\r\n项目特征描述","计量单位","工程量","金额(元)"]
[{"$nulls":5},"综合单价","合 价","总价措施","规费","增值税"]
[null,null,"4.毛竹桩 三脚桩(长)"]
[null,null,"容器苗"]
["11","050102001002","荔枝树","株","10"]
[null,null,"1.胸径:11-12cm"]
[null,null,"2.株高、冠幅:350-400cm、150-200cm"]
[null,null,"3.养护期:1年"]
[null,null,"4.毛竹桩 三脚桩(长)"]
[null,null,"容器苗"]
[null,null,"2、园路园桥"]
["12","050201005001","嵌草砖(格)铺装","㎡","630.00"]
[null,null,"部位:室外"]
[null,null,"1、嵌草砖(格)品种、规格、颜色:300x300x50植草砖"]
[null,null,"2、50mm厚砂垫层"]
[null,null,"3、200mm厚碎石垫层"]
[null,null,"4、素土夯实，压实度＞93%"]
[null,null,"5、做法详见图D-01/03"]
["13","050201003001","砼成品路缘石铺设","m","90.00"]
[null,null,"部位:室外"]
[null,null,"1、300x300x120砼成品路缘石"]
[null,null,"2、40mm厚1：3干硬性水泥砂浆结合层"]
[null,null,"3、素土夯实，压实度＞93%"]
[null,null,"室外路面工程"]
[{"$nulls":7},"表-08"]
["分部分项工程和单价措施项目清单与计价表"]
["工程名称:车棚工程 ",{"$nulls":5},"第4页 共19页"]
["序\r\n号","项目编码","项目名称及\r\n项目特征描述","计量单位","工程量","金额(元)"]
[{"$nulls":5},"综合单价","合 价","总价措施","规费","增值税"]
[null,null,"分部分项工程"]
[null,null,"土石方工程"]
["14","040101001001","挖一般土方","","277.42"]
[null,null,"1.土壤类别:三类土"]
[null,null,"2.挖土深度:平均260mm"]
[null,null,"3.弃土运距:1公里"]
["15","桂040103003002","土方运输每增1km","·km","5270.98"]
[null,null,"1.土或石类别:土方"]
[null,null,"道路工程"]
["16","040202001001","路床(槽)整形","㎡","320.00"]
[null,null,"施工部位：室外"]
[null,null,"1、路床槽整形 路床 碾压检验"]
["17","040203006001","沥青混凝土道路","㎡","320.00"]
[null,null,"施工部位：室外"]
[null,null,"1、40mm厚细粒式沥青混凝土(AC-13)"]
[null,null,"2、60mm厚中粒式沥青混凝土AC-20(Ⅰ)"]
[null,null,"3、做法详见图D-01/01"]
["18","040202015001","水泥稳定碎(砾)石","㎡","320.00"]
[null,null,"施工部位：室外普通沥青道路基层"]
[null,null,"1、160mm厚水泥稳定砂砾(水泥含量6%)"]
[null,null,"2、170mm厚水泥稳定砂砾(水泥含量4%)"]
[null,null,"3、基础土压实，压实度≥93%"]
[{"$nulls":7},"表-08"]
["分部分项工程和单价措施项目清单与计价表"]
["工程名称:车棚工程 ",{"$nulls":5},"第5页 共19页"]
["序\r\n号","项目编码","项目名称及\r\n项目特征描述","计量单位","工程量","金额(元)"]
[{"$nulls":5},"综合单价","合 价","总价措施","规费","增值税"]
[null,null,"4、做法详见图D-01/01"]
["19","040205006001","停车场导向单箭头3m","㎡","7.02"]
[null,null,"施工部位：室外路面"]
[null,null,"1、采用反光热熔型涂料"]
[null,null,"2、涂料的玻璃珠含量为25～30%"]
[null,null,"3、白色实线"]
[null,null,"室外照明工程"]
[null,null,"分部分项工程"]
[null,null,"B4 电气设备安装工程"]
["20","030404017001","充电桩电表箱 CAW1","台","1"]
[null,null,"室外型配电箱，防护等级IP67"]
[null,null,"安装方式:落地安装"]
["21","030404017002","非机动车充电配电总箱 AL.C","台","1"]
[null,null,"室外型配电箱，防护等级IP67"]
[null,null,"安装方式:落地安装"]
["22","03B001","汽车充电桩-快充桩","套","4"]
["23","03B002","汽车充电桩-慢充桩","套","4"]
["24","03B003","20车位电动车充电装置（暂定）","项","1"]
[null,null,"符合二次设计"]
["25","030412007001","3.5mLED庭院灯 35W","套","5"]
["26","031001006001","PVC-C塑料管 DN50","m","10.00"]
[null,null,"敷设方式:埋地敷设"]
[{"$nulls":7},"表-08"]
["分部分项工程和单价措施项目清单与计价表"]
["工程名称:车棚工程 ",{"$nulls":5},"第6页 共19页"]
["序\r\n号","项目编码","项目名称及\r\n项目特征描述","计量单位","工程量","金额(元)"]
[{"$nulls":5},"综合单价","合 价","总价措施","规费","增值税"]
["27","030411001001","镀锌钢管 SC100","m","6.00"]
[null,null,"敷设方式:埋地敷设"]
["28","030411001002","镀锌钢管 SC65","m","68.40"]
[null,null,"敷设方式:埋地敷设"]
["29","030411001003","镀锌钢管 SC50","m","93.90"]
[null,null,"敷设方式:埋地敷设"]
["30","030411001004","PVC-C塑料管 DN25","m","77.50"]
[null,null,"敷设方式:埋地敷设"]
["31","030411001005","刚性阻燃管 PC32","m","350.40"]
[null,null,"敷设方式:埋地敷设"]
["32","030411001006","刚性阻燃管 PC25","m","100.00"]
[null,null,"敷设方式:埋地敷设"]
["33","030408001001","铜芯电力电缆 WDZ-YJY-4*35mm2","m","73.70"]
["34","030408001002","铜芯电力电缆 WDZ-YJY-1*35mm2","m","1.00"]
["35","030408001003","铜芯电力电缆 WDZ-YJY-4*10mm2","m","99.84"]
["36","030408001004","铜芯电力电缆 WDZ-YJY-3*10mm2","m","377.61"]
["37","030408001005","铜芯电力电缆 WDZ-YJY-1*10mm2","m","1.00"]
["38","030408001006","铜芯电力电缆 VV-2*4mm2","m","107.63"]
["39","030408006001","铜芯电力电缆头 4*35mm2","个","2"]
["40","030411004001","管内穿线 动力线路 BVR-25mm2","m","100.00"]
["41","030409008001","总等电位端子联接箱","台","2"]
["42","030409001001","接地极","根","5"]
[{"$nulls":7},"表-08"]
["分部分项工程和单价措施项目清单与计价表"]
["工程名称:车棚工程 ",{"$nulls":5},"第7页 共19页"]
["序\r\n号","项目编码","项目名称及\r\n项目特征描述","计量单位","工程量","金额(元)"]
[{"$nulls":5},"综合单价","合 价","总价措施","规费","增值税"]
[null,null,"采用热镀锌角钢 L50*50*5*1500做接地极"]
["43","030409002001","接地母线","m","1.50"]
[null,null,"采用热镀锌扁钢 -40*4做接地母线"]
["44","030409002002","接地母线","m","377.57"]
[null,null,"采用热镀锌圆钢 φ12做接地母线"]
["45","030414011001","接地装置","系统","1"]
["46","桂030413007001","拉线井","座","3"]
[null,null,"480*480*600mm(净空)"]
[null,null,"做法详见图集07SD101-8相关页次"]
["47","桂030413013001","土方开挖","","150.19"]
[null,null,"平均深度：0.9m"]
["48","桂030413014001","土方回填","","132.44"]
["49","桂030413014002","中砂回填","","16.95"]
["50","桂030413011001","落地式配电箱基础","座","2"]
[null,null,"做法详见图号DQ-03"]
["51","桂030413011002","快充电桩基础","座","4"]
["52","桂030413011003","慢充电桩基础","座","4"]
["53","桂030413011004","路灯基础","座","5"]
[null,null,"详见3.5米庭院灯基础大样图"]
["54","桂030414019001","路灯照度试验","区域","5"]
[null,null,"室外监控工程"]
[null,null,"分部分项工程"]
[{"$nulls":7},"表-08"]
["分部分项工程和单价措施项目清单与计价表"]
["工程名称:车棚工程 ",{"$nulls":5},"第8页 共19页"]
["序\r\n号","项目编码","项目名称及\r\n项目特征描述","计量单位","工程量","金额(元)"]
[{"$nulls":5},"综合单价","合 价","总价措施","规费","增值税"]
[null,null,"B5 建筑智能化系统设备安装工程"]
["55","030507008001","红外网络枪式摄像机","台","10"]
[null,null,"200万像素,H.265编码,红外开启时0Lux,"]
[null,null,"实时宽动态,红外距离30米,含2.8~12mm可"]
[null,null,"调焦镜头及护罩,IP66,IK10"]
[null,null,"安装方式:底距地4.0米安装"]
[null,null,"长臂监控立杆4000*500mm"]
[null,null,"含防雷接地"]
[null,null,"做法详见监控立杆示意图"]
["57","03B004","摄像机电源","个","4"]
["58","030404017003","电源防水箱","台","4"]
[null,null,"安装方式:底距地2.5米安装"]
["59","03B005","信号+电源防浪涌报保护器","个","10"]
["60","030501010001","双口环网光收发器","套","1"]
["61","030501010002","四口环网光收发器","套","3"]
["62","030411001007","镀锌钢管 SC50","m","12.00"]
[null,null,"敷设方式:埋地敷设"]
["63","030411001008","刚性阻燃管 PC32","m","285.10"]
[null,null,"敷设方式:埋地敷设"]
["64","030411001009","刚性阻燃管 PC25","m","20.00"]
[null,null,"敷设方式:沿钢结构支架敷设"]
["65","030411004002","铜芯护套线 RVV-3*4.0mm2","m","287.10"]
[{"$nulls":7},"表-08"]
["分部分项工程和单价措施项目清单与计价表"]
["工程名称:车棚工程 ",{"$nulls":5},"第9页 共19页"]
["序\r\n号","项目编码","项目名称及\r\n项目特征描述","计量单位","工程量","金额(元)"]
[{"$nulls":5},"综合单价","合 价","总价措施","规费","增值税"]
["66","030411004003","铜芯护套线 RVV-2*1.0mm2","m","25.00"]
["67","030502007001","2芯室外单模光纤","m","287.10"]
["68","030502005001","超五类非屏蔽网线","m","25.00"]
["69","桂030413013002","土方开挖","","162.17"]
[null,null,"平均深度：0.9m"]
["70","桂030413014003","土方回填","","162.17"]
["71","桂030413011005","监控立杆基础","座","4"]
[null,null,"详见监控立杆示意图"]
["72","030409001002","接地极","根","4"]
[null,null,"采用热镀锌角钢 L50*50*5*2500做接地极"]
["73","030414011002","接地装置","根","4"]
[null,null,"室外给水工程"]
[null,null,"分部分项工程"]
[null,null,"土石方工程"]
["74","010101003001","挖沟槽土方","","25.62"]
[null,null,"土壤类别:三类土"]
["75","010103001001","沟槽填方","","13.97"]
[null,null,"填方材料品种:三类土"]
[null,null,"密实度:满足设计及相关规范要求"]
[null,null,"人工回填"]
["76","010103001002","沟槽填方","","11.65"]
[null,null,"填方材料品种:三类土"]
[{"$nulls":7},"表-08"]
["分部分项工程和单价措施项目清单与计价表"]
["工程名称:车棚工程 ",{"$nulls":5},"第10页 共19页"]
["序\r\n号","项目编码","项目名称及\r\n项目特征描述","计量单位","工程量","金额(元)"]
[{"$nulls":5},"综合单价","合 价","总价措施","规费","增值税"]
[null,null,"密实度:满足设计及相关规范要求"]
[null,null,"机械回填"]
[null,null,"管网工程"]
["77","040501004001","钢丝网骨架PE100级给水管 DN32","m","70.15"]
[null,null,"公称压力:1.0MPa"]
[null,null,"连接方式:热熔连接"]
[null,null,"含管道冲洗、消毒、试压"]
["78","040501004002","钢丝网骨架PE100级给水管 DN20","m","11.20"]
[null,null,"公称压力:1.0MPa"]
[null,null,"连接方式:热熔连接"]
[null,null,"含管道冲洗、消毒、试压"]
["79","040502005001","快速取水阀 DN20","个","5"]
[null,null,"连接方式:螺纹连接"]
["80","040502005002","闸阀 DN32","个","1"]
[null,null,"连接方式:法兰连接"]
["81","040502009001","法兰水表 DN25","个","1"]
[null,null,"连接方式:法兰连接"]
["82","040502003001","钢丝网骨架PE100级给水管弯头 DN32","个","2"]
[null,null,"连接方式:热熔连接"]
["83","040502003002","钢丝网骨架PE100级给水管三通 DN25*25*20","个","5"]
[null,null,"连接方式:热熔连接"]
[null,null,"室外雨水工程"]
[{"$nulls":7},"表-08"]
["分部分项工程和单价措施项目清单与计价表"]
["工程名称:车棚工程 ",{"$nulls":5},"第11页 共19页"]
["序\r\n号","项目编码","项目名称及\r\n项目特征描述","计量单位","工程量","金额(元)"]
[{"$nulls":5},"综合单价","合 价","总价措施","规费","增值税"]
[null,null,"分部分项工程"]
[null,null,"土石方工程"]
["84","010101003002","挖沟槽土方","","165.64"]
[null,null,"土壤类别:三类土"]
["85","010103001003","沟槽填方","","131.15"]
[null,null,"填方材料品种:三类土"]
[null,null,"密实度:满足设计及相关规范要求"]
["86","010103001004","沟槽填方","","34.49"]
[null,null,"填方材料品种:中粗砂"]
[null,null,"密实度:满足设计及相关规范要求"]
["87","040103002002","余土弃置","","34.49"]
[null,null,"运距:1km"]
["88","桂040103003003","土方运输每增1km","·km","655.31"]
[null,null,"1.土或石类别:土方"]
[null,null,"管网工程"]
["89","040501004003","波纹管铺设","m","67.06"]
[null,null,"管道材料名称:增强聚丙烯FRPP双壁加筋排水管 SN=8kN/m2"]
[null,null,"规格:dn300"]
[null,null,"接口形式:密封圈承插连接"]
[null,null,"管道检验及试验要求:满足设计要求"]
["90","040504001001","雨水检查井","座","3"]
[{"$nulls":7},"表-08"]
["分部分项工程和单价措施项目清单与计价表"]
["工程名称:车棚工程 ",{"$nulls":5},"第12页 共19页"]
["序\r\n号","项目编码","项目名称及\r\n项目特征描述","计量单位","工程量","金额(元)"]
[{"$nulls":5},"综合单价","合 价","总价措施","规费","增值税"]
[null,null,"定型井名称、井深：砖砌Φ1000mm雨水检查井，平均深度1.9m"]
[null,null,"定型井图号：图号03S515"]
[null,null,"垫层、基础：C15商品混凝土"]
["91","040504009001","平箅式式单箅雨水口","座","3"]
[null,null,"雨水井型号、图号：680*380 (内空) 平箅式单箅雨水口，图集16S518"]
[null,null,"井深：1m"]
[null,null,"井圈篦子规格、尺寸:雨水井梳条450×750球墨铸铁"]
[null,null,"混凝土拌合料：商品混凝土"]
["92","011615001001","井壁（墙）凿洞","个","1"]
[null,null,"单价措施项目"]
[null,"041101","脚手架工程"]
["93","041101005001","井字架","座","2"]
[null,null,"2.0m内"]
[null,null,"木制井字架"]
[null,null,"膜结构造型1车棚"]
[null,null,"分部分项工程"]
[null,"0101","土石方工程"]
["94","010101004001","挖基坑土方","","224.58"]
[null,null,"1.土壤类别:三类土"]
[null,null,"2.挖土深度:2m以内"]
[null,null,"运距：暂按15公里，投标人根据施工现场综合考虑"]
["95","010103001005","回填方","","174.24"]
[{"$nulls":7},"表-08"]
["分部分项工程和单价措施项目清单与计价表"]
["工程名称:车棚工程 ",{"$nulls":5},"第13页 共19页"]
["序\r\n号","项目编码","项目名称及\r\n项目特征描述","计量单位","工程量","金额(元)"]
[{"$nulls":5},"综合单价","合 价","总价措施","规费","增值税"]
[null,null,"合格土源"]
[null,"010501","现浇混凝土基础"]
["96","010501001001","垫层","","7.42"]
[null,null,"1.混凝土种类:商品普通砼"]
[null,null,"2.混凝土强度等级:C15"]
["97","010501003001","独立基础","","42.92"]
[null,null,"1.混凝土种类:商品普通砼"]
[null,null,"2.混凝土强度等级:C30"]
["98","010515001001","现浇构件螺纹钢制安 10以内","t","1.430"]
["99","010515001002","现浇构件螺纹钢制安 10以上","t","2.594"]
["100","010516002001","铁件","t","1.481"]
[null,null,"1.钢材种类:详设计图纸"]
[null,null,"2.规格:详设计图纸"]
[null,null,"3.铁件尺寸:详设计图纸"]
["101","010507007001","其他构件","","1.54"]
[null,null,"1.构件的类型:C15素混凝土包脚"]
[null,null,"2.构件规格:详设计图纸"]
[null,null,"3.部位:柱脚节点"]
[null,null,"4.混凝土种类:商品砼"]
[null,null,"5.混凝土强度等级:C15"]
[null,"0106","金属结构工程"]
["102","010603001001","实腹钢柱","t","2.322"]
[{"$nulls":7},"表-08"]
["分部分项工程和单价措施项目清单与计价表"]
["工程名称:车棚工程 ",{"$nulls":5},"第14页 共19页"]
["序\r\n号","项目编码","项目名称及\r\n项目特征描述","计量单位","工程量","金额(元)"]
[{"$nulls":5},"综合单价","合 价","总价措施","规费","增值税"]
[null,null,"1.柱类型:GZ1"]
[null,null,"2.钢材品种、规格:Q235B"]
[null,null,"3.单根质量:投标人根据设计图纸考虑"]
[null,null,"4.安装高度:详设计"]
[null,null,"5.除锈方法:抛丸除锈"]
[null,null,"6.构件运距:投标人自行考虑"]
["103","010604001001","钢梁","t","4.648"]
[null,null,"1.梁类型:GL1"]
[null,null,"2.钢材品种、规格:Q235B"]
[null,null,"3.单根质量:投标人根据设计图纸考虑"]
[null,null,"4.安装高度:详设计"]
[null,null,"5.除锈方法:抛丸除锈"]
[null,null,"6.构件运距:投标人自行考虑"]
["104","010604001002","钢梁","t","2.604"]
[null,null,"1.梁类型:LL1"]
[null,null,"2.钢材品种、规格:Q235B"]
[null,null,"3.单根质量:投标人根据设计图纸考虑"]
[null,null,"4.安装高度:详设计"]
[null,null,"5.除锈方法:抛丸除锈"]
[null,null,"6.构件运距:投标人自行考虑"]
["105","010606001001","钢支撑、钢拉条","t","0.764"]
[null,null,"1.钢材品种、规格:Q235B"]
[{"$nulls":7},"表-08"]
["分部分项工程和单价措施项目清单与计价表"]
["工程名称:车棚工程 ",{"$nulls":5},"第15页 共19页"]
["序\r\n号","项目编码","项目名称及\r\n项目特征描述","计量单位","工程量","金额(元)"]
[{"$nulls":5},"综合单价","合 价","总价措施","规费","增值税"]
[null,null,"2.单根质量:投标人根据设计图纸考虑"]
[null,null,"3.安装高度:详设计"]
[null,null,"4.除锈方法:抛丸除锈"]
[null,null,"5.构件运距:投标人自行考虑"]
["106","011405001001","金属面油漆","㎡","374.73"]
[null,null,"底涂为环氧富锌底漆两道，漆膜干膜总厚度不小于70μm；面涂层为醇酸磁漆面漆,漆膜干膜厚度不小于80μm"]
[null,"0109","屋面及防水工程"]
["107","010901005001","膜结构屋面","㎡","720.00"]
[null,null,"P类膜材；厚度 ≥0.80 mm;重量≥950 (g/m2)；经向抗拉强度≥4200 N/5CM,纬向抗拉强度≥4000N/5CM；膜材的表面处理用PVC基材覆涂PVDF涂层；膜材质保年限10~15年"]
[null,null,"工作内容：膜布裁剪、热压胶接、穿高强钢丝拉索（或钢丝绳、钢铰线），锚头锚固膜片安装、施加预张力，膜体表面内外清洁"]
[null,"011702","混凝土模板及支架(撑)"]
["108","011702001001","混凝土基础垫层 木模板木支撑","㎡","18.56"]
["109","010501003002","独立基础 胶合板模板 木支撑","","168.20"]
["110","011702025001","其他现浇构件","㎡","12.53"]
[null,null,"1.构件类型:混凝土包脚"]
[null,null,"2.模板、支撑材质:木模板木支撑"]
[null,null,"膜结构造型2车棚"]
[null,null,"分部分项工程"]
[null,"0101","土石方工程"]
["111","010101004002","挖基坑土方","","13.82"]
[{"$nulls":7},"表-08"]
["分部分项工程和单价措施项目清单与计价表"]
["工程名称:车棚工程 ",{"$nulls":5},"第16页 共19页"]
["序\r\n号","项目编码","项目名称及\r\n项目特征描述","计量单位","工程量","金额(元)"]
[{"$nulls":5},"综合单价","合 价","总价措施","规费","增值税"]
[null,null,"1.土壤类别:三类土"]
[null,null,"2.挖土深度:2m以内"]
["112","010103001006","回填方","","11.08"]
[null,null,"合格土源"]
[null,"010501","现浇混凝土基础"]
["113","010501001002","垫层","","0.60"]
[null,null,"1.混凝土种类:商品普通砼"]
[null,null,"2.混凝土强度等级:C15"]
["114","010501003003","独立基础","","2.14"]
[null,null,"1.混凝土种类:商品普通砼"]
[null,null,"2.混凝土强度等级:C30"]
["115","010515001003","现浇构件钢筋","t","0.098"]
[null,null,"钢筋种类、规格:现浇构件螺纹钢制安 10以内"]
["116","010515001004","现浇构件钢筋","t","0.615"]
[null,null,"钢筋种类、规格:现浇构件螺纹钢制安 10以上"]
["117","010516002002","铁件","t","0.144"]
[null,null,"1.钢材种类:详设计图纸"]
[null,null,"2.规格:详设计图纸"]
[null,null,"3.铁件尺寸:详设计图纸"]
["118","010507007002","其他构件","","0.19"]
[null,null,"1.构件的类型:C15素混凝土包脚"]
[null,null,"2.构件规格:详设计图纸"]
[{"$nulls":7},"表-08"]
["分部分项工程和单价措施项目清单与计价表"]
["工程名称:车棚工程 ",{"$nulls":5},"第17页 共19页"]
["序\r\n号","项目编码","项目名称及\r\n项目特征描述","计量单位","工程量","金额(元)"]
[{"$nulls":5},"综合单价","合 价","总价措施","规费","增值税"]
[null,null,"3.部位:柱脚节点"]
[null,null,"4.混凝土种类:商品砼"]
[null,null,"5.混凝土强度等级:C15"]
[null,"0106","金属结构工程"]
["119","010603001002","实腹钢柱","t","0.198"]
[null,null,"1.柱类型:GZ2"]
[null,null,"2.钢材品种、规格:Q235B"]
[null,null,"3.单根质量:投标人根据设计图纸考虑"]
[null,null,"4.安装高度:详设计"]
[null,null,"5.除锈方法:抛丸除锈"]
[null,null,"6.构件运距:投标人自行考虑"]
["120","010604001003","钢梁","t","0.550"]
[null,null,"1.梁类型:GL2"]
[null,null,"2.钢材品种、规格:Q235B"]
[null,null,"3.单根质量:投标人根据设计图纸考虑"]
[null,null,"4.安装高度:详设计"]
[null,null,"5.除锈方法:抛丸除锈"]
[null,null,"6.构件运距:投标人自行考虑"]
["121","010604001004","钢梁","t","0.180"]
[null,null,"1.梁类型:LL2"]
[null,null,"2.钢材品种、规格:Q235B"]
[null,null,"3.单根质量:投标人根据设计图纸考虑"]
[{"$nulls":7},"表-08"]
["分部分项工程和单价措施项目清单与计价表"]
["工程名称:车棚工程 ",{"$nulls":5},"第18页 共19页"]
["序\r\n号","项目编码","项目名称及\r\n项目特征描述","计量单位","工程量","金额(元)"]
[{"$nulls":5},"综合单价","合 价","总价措施","规费","增值税"]
[null,null,"4.安装高度:详设计"]
[null,null,"5.除锈方法:抛丸除锈"]
[null,null,"6.构件运距:投标人自行考虑"]
["122","010606001002","钢支撑、钢拉条","t","0.070"]
[null,null,"1.钢材品种、规格:Q235B"]
[null,null,"2.单根质量:投标人根据设计图纸考虑"]
[null,null,"3.安装高度:详设计"]
[null,null,"4.除锈方法:抛丸除锈"]
[null,null,"5.构件运距:投标人自行考虑"]
["123","011405001002","金属面油漆","㎡","18.81"]
[null,null,"底涂为环氧富锌底漆两道，漆膜干膜总厚度不小于70μm；面涂层为醇酸磁漆面漆,漆膜干膜厚度不小于80μm"]
[null,"0109","屋面及防水工程"]
["124","010901005002","膜结构屋面","㎡","82.50"]
[null,null,"P类膜材；厚度 ≥0.80 mm;重量≥950 (g/m2)；经向抗拉强度≥4200 N/5CM,纬向抗拉强度≥4000N/5CM；膜材的表面处理用PVC基材覆涂PVDF涂层；膜材质保年限10~15年"]
[null,null,"工作内容：膜布裁剪、热压胶接、穿高强钢丝拉索（或钢丝绳、钢铰线），锚头锚固膜片安装、施加预张力，膜体表面内外清洁"]
[null,"011702","混凝土模板及支架(撑)"]
["125","011702001002","混凝土基础垫层 木模板木支撑","㎡","2.40"]
["126","010501003004","独立基础 胶合板模板 木支撑","","12.48"]
["127","011702025002","其他现浇构件","㎡","1.92"]
[null,null,"1.构件类型:混凝土包脚"]
[{"$nulls":7},"表-08"]
["分部分项工程和单价措施项目清单与计价表"]
["工程名称:车棚工程 ",{"$nulls":5},"第19页 共19页"]
["序\r\n号","项目编码","项目名称及\r\n项目特征描述","计量单位","工程量","金额(元)"]
[{"$nulls":5},"综合单价","合 价","总价措施","规费","增值税"]
[null,null,"2.模板、支撑材质:木模板木支撑"]
[null,null,"#### 总合计 ####"]
[null,null,"     ∑人工费"]
[null,null,"     ∑材料费"]
[null,null,"     ∑机械费"]
[null,null,"     ∑管理费"]
[null,null,"     ∑利  润"]
{"$rows_empty":15}
[{"$nulls":7},"表-08"]

{"sheet":"表-09(全费用)_工程量清单综合单价分析表(主材)","index":27,"n_rows":725,"n_cols":14,"rows_kept":725,"merged":[[0,0,0,12],[1,0,1,9],[1,10,1,13],[2,0,3,0],[2,1,3,1],[2,2,3,2],[2,3,3,3],[2,4,3,4],[2,5,3,5],[2,6,2,13],[3,6,3,6],[3,10,3,10],[3,11,3,11],[3,12,3,12],[27,12,27,13],[28,0,28,12],[29,0,29,9],[29,10,29,13],[30,0,31,0],[30,1,31,1],[30,2,31,2],[30,3,31,3],[30,4,31,4],[30,5,31,5],[30,6,30,13],[57,12,57,13],[58,0,58,12],[59,0,59,9],[59,10,59,13],[60,0,61,0],[60,1,61,1],[60,2,61,2],[60,3,61,3],[60,4,61,4],[60,5,61,5],[60,6,60,13],[88,12,88,13],[89,0,89,12],[90,0,90,9],[90,10,90,13],[91,0,92,0],[91,1,92,1],[91,2,92,2],[91,3,92,3],[91,4,92,4],[91,5,92,5],[91,6,91,13],[119,12,119,13],[120,0,120,12],[121,0,121,9],[121,10,121,13],[122,0,123,0],[122,1,123,1],[122,2,123,2],[122,3,123,3],[122,4,123,4],[122,5,123,5],[122,6,122,13],[148,12,148,13],[149,0,149,12],[150,0,150,9],[150,10,150,13],[151,0,152,0],[151,1,152,1],[151,2,152,2],[151,3,152,3],[151,4,152,4],[151,5,152,5],[151,6,151,13],[179,12,179,13],[180,0,180,12],[181,0,181,9],[181,10,181,13],[182,0,183,0],[182,1,183,1],[182,2,183,2],[182,3,183,3],[182,4,183,4],[182,5,183,5],[182,6,182,13],[208,12,208,13],[209,0,209,12],[210,0,210,9],[210,10,210,13],[211,0,212,0],[211,1,212,1],[211,2,212,2],[211,3,212,3],[211,4,212,4],[211,5,212,5],[211,6,211,13],[236,12,236,13],[237,0,237,12],[238,0,238,9],[238,10,238,13],[239,0,240,0],[239,1,240,1],[239,2,240,2],[239,3,240,3],[239,4,240,4],[239,5,240,5],[239,6,239,13],[267,12,267,13],[268,0,268,12],[269,0,269,9],[269,10,269,13],[270,0,271,0],[270,1,271,1],[270,2,271,2],[270,3,271,3],[270,4,271,4],[270,5,271,5],[270,6,270,13],[296,12,296,13],[297,0,297,12],[298,0,298,9],[298,10,298,13],[299,0,300,0],[299,1,300,1],[299,2,300,2],[299,3,300,3],[299,4,300,4],[299,5,300,5],[299,6,299,13],[324,12,324,13],[325,0,325,12],[326,0,326,9],[326,10,326,13],[327,0,328,0],[327,1,328,1],[327,2,328,2],[327,3,328,3],[327,4,328,4],[327,5,328,5],[327,6,327,13],[355,12,355,13],[356,0,356,12],[357,0,357,9],[357,10,357,13],[358,0,359,0],[358,1,359,1],[358,2,359,2],[358,3,359,3],[358,4,359,4],[358,5,359,5],[358,6,358,13],[386,12,386,13],[387,0,387,12],[388,0,388,9],[388,10,388,13],[389,0,390,0],[389,1,390,1],[389,2,390,2],[389,3,390,3],[389,4,390,4],[389,5,390,5],[389,6,389,13],[413,12,413,13],[414,0,414,12],[415,0,415,9],[415,10,415,13],[416,0,417,0],[416,1,417,1],[416,2,417,2],[416,3,417,3],[416,4,417,4],[416,5,417,5],[416,6,416,13],[439,12,439,13],[440,0,440,12],[441,0,441,9],[441,10,441,13],[442,0,443,0],[442,1,443,1],[442,2,443,2],[442,3,443,3],[442,4,443,4],[442,5,443,5],[442,6,442,13],[465,12,465,13],[466,0,466,12],[467,0,467,9],[467,10,467,13],[468,0,469,0],[468,1,469,1],[468,2,469,2],[468,3,469,3],[468,4,469,4],[468,5,469,5],[468,6,468,13],[494,12,494,13],[495,0,495,12],[496,0,496,9],[496,10,496,13],[497,0,498,0],[497,1,498,1],[497,2,498,2],[497,3,498,3],[497,4,498,4],[497,5,498,5],[497,6,497,13],[525,12,525,13],[526,0,526,12],[527,0,527,9],[527,10,527,13],[528,0,529,0],[528,1,529,1],[528,2,529,2],[528,3,529,3],[528,4,529,4],[528,5,529,5],[528,6,528,13],[556,12,556,13],[557,0,557,12],[558,0,558,9],[558,10,558,13],[559,0,560,0],[559,1,560,1],[559,2,560,2],[559,3,560,3],[559,4,560,4],[559,5,560,5],[559,6,559,13],[580,12,580,13],[581,0,581,12],[582,0,582,9],[582,10,582,13],[583,0,584,0],[583,1,584,1],[583,2,584,2],[583,3,584,3],[583,4,584,4],[583,5,584,5],[583,6,583,13],[608,12,608,13],[609,0,609,12],[610,0,610,9],[610,10,610,13],[611,0,612,0],[611,1,612,1],[611,2,612,2],[611,3,612,3],[611,4,612,4],[611,5,612,5],[611,6,611,13],[638,12,638,13],[639,0,639,12],[640,0,640,9],[640,10,640,13],[641,0,642,0],[641,1,642,1],[641,2,642,2],[641,3,642,3],[641,4,642,4],[641,5,642,5],[641,6,641,13],[669,12,669,13],[670,0,670,12],[671,0,671,9],[671,10,671,13],[672,0,673,0],[672,1,673,1],[672,2,673,2],[672,3,673,3],[672,4,673,4],[672,5,673,5],[672,6,672,13],[693,12,693,13],[694,0,694,12],[695,0,695,9],[695,10,695,13],[696,0,697,0],[696,1,697,1],[696,2,697,2],[696,3,697,3],[696,4,697,4],[696,5,697,5],[696,6,696,13],[724,12,724,13]],"flags":["formulas_cached_only"]}
["工程量清单综合单价分析表"]
["工程名称：车棚工程",{"$nulls":9},"第1页 共25页"]
["序号","项目编码","项目名称及项目\r\n特征描述","单位","工程量","综合单价\r\n(元)","综合单价"]
[{"$nulls":6},"人工费","材料费","机械费","管理费","利润","总价措施","规费","增值税"]
[null,null,"室外拆除工程"]
[null,null,"分部分项工程"]
[null,null,"G.1 人工拆除工程"]
["1","041001005001","拆除120*300路缘石","m","4.00"]
[null,null,"石质或砼路缘石"]
[null,null,"运至被拆除建筑物30m以内指定地点清理归堆、码放整齐"]
[null,"C1-0359","人工拆除 侧缘石","100m","0.0400"]
["2","041001005002","拆除平石","m","5.50"]
[null,null,"石质或砼路缘石"]
[null,null,"运至被拆除建筑物30m以内指定地点清理归堆、码放整齐"]
[null,"C1-0359","人工拆除 侧缘石","100m","0.0550"]
["3","011605001001","平面块料拆除","㎡","22.00"]
[null,null,"施工部位:室外地面砖拆除"]
[null,null,"1.拆除的基层类型:水泥砂浆"]
[null,null,"2.饰面材料种类:植草砖"]
[null,null,"3.拆除的渣土废弃材料全部下地，运至被拆除建筑物30m以内指定地点，清理归堆、码放整齐"]
[null,"C1-0358","人工拆除 混凝土预制块（无粘合层）","100㎡","0.2200"]
["4","041001001001","拆除路面","㎡","1054.24"]
[null,null,"1.拆除方式:岩石破碎机拆除"]
[null,null,"2.拆除构件的厚度:15cm"]
[null,"C1-0352","拆除水泥混凝土路面 岩石破碎机拆除  厚度15cm","100㎡","10.5424"]
[null,null,"G.4 渣土场外运输"]
["5","040103002001","余方弃置","","159.58"]
[" ",null,null," ",null,null," ",null,null," "," "," ","表－09"]
["工程量清单综合单价分析表"]
["工程名称：车棚工程",{"$nulls":9},"第2页 共25页"]
["序号","项目编码","项目名称及项目\r\n特征描述","单位","工程量","综合单价\r\n(元)","综合单价"]
[{"$nulls":6},"人工费","材料费","机械费","管理费","利润","总价措施","规费","增值税"]
[null,null,"1.废弃料品种:拆除渣土、构件"]
[null,null,"2.运距:1km"]
[null,"C1-0085","履带式液压挖掘机挖石碴斗容量（1.25） 装车","1000","0.15958"]
[null,"C1-0133","自卸汽车运石方（运距1km内） 12t","1000","0.15958"]
["6","桂040103003001","渣土运输每增1km","·km","3032.02"]
[null,null,"1.土或石类别:拆除渣土、构件"]
[null,"C1-0136","自卸汽车运石方(每增加1km运距) 12t","1000","3.03202"]
[null,null,"室外绿化工程"]
[null,null,"分部分项工程"]
[null,null,"1、绿化工程"]
["7","桂050102018001","植草砖（格）植草","㎡","630.00"]
[null,null,"部位:室外"]
[null,null,"1.草坪种类:植草砖植草"]
[null,null,"2.养护期:12个月"]
[null,"D1-355","草坪 镶草砖(植草格)","10㎡","63.000"]
[null,"D1-274","草坪 植草砖植草","10㎡","63.000"]
["8","050102012001","铺种草皮","㎡","137.00"]
[null,null,"部位:室外"]
[null,null,"1.草皮种类:马尼拉草"]
[null,null,"2.铺种方式:满铺"]
[null,null,"3.养护期:12个月"]
[null,"D1-273换","草坪 满铺草皮","10㎡","27.400"]
[null,"D1-354","草坪 满铺","10㎡","13.700"]
["9","050101009001","种植土回(换)填","","41.10"]
[null,null,"部位:室外"]
[" ",null,null," ",null,null," ",null,null," "," "," ","表－09"]
["工程量清单综合单价分析表"]
["工程名称：车棚工程",{"$nulls":9},"第3页 共25页"]
["序号","项目编码","项目名称及项目\r\n特征描述","单位","工程量","综合单价\r\n(元)","综合单价"]
[{"$nulls":6},"人工费","材料费","机械费","管理费","利润","总价措施","规费","增值税"]
[null,null,"1.回填土质要求:种植土"]
[null,null,"2.取土运距:20公里以内，投标人根据施工现场综合考虑"]
[null,null,"3.回填厚度:300mm"]
[null,"D1-289","人工换种植肥土 种植土","","41.10"]
[null,"D1-448","人工装土  自卸汽车运土(运距1km以内)","100","0.4110"]
[null,"D1-451","自卸汽车运土(每增1km运距)","100","0.4110"]
["10","050102001001","芒果树","株","11"]
[null,null,"1.胸径:11-12cm"]
[null,null,"2.株高、冠幅:350-400cm、150-200cm"]
[null,null,"3.养护期:1年"]
[null,null,"4.毛竹桩 三脚桩(长)"]
[null,null,"容器苗"]
[null,"D1-158换","栽植乔木(带土球) 土球直径(50cm以内)","10株","1.1"]
[null,"D1-302","乔木 胸径(20cm以内)","10株","1.1"]
[null,"D1-370","毛竹桩 三脚桩(长)","10株","1.1"]
["11","050102001002","荔枝树","株","10"]
[null,null,"1.胸径:11-12cm"]
[null,null,"2.株高、冠幅:350-400cm、150-200cm"]
[null,null,"3.养护期:1年"]
[null,null,"4.毛竹桩 三脚桩(长)"]
[null,null,"容器苗"]
[null,"D1-158换","栽植乔木(带土球) 土球直径(50cm以内)","10株","1"]
[null,"D1-302","乔木 胸径(20cm以内)","10株","1"]
[null,"D1-370","毛竹桩 三脚桩(长)","10株","1"]
[null,null,"2、园路园桥"]
["12","050201005001","嵌草砖(格)铺装","㎡","630.00"]
[" ",null,null," ",null,null," ",null,null," "," "," ","表－09"]
["工程量清单综合单价分析表"]
["工程名称：车棚工程",{"$nulls":9},"第4页 共25页"]
["序号","项目编码","项目名称及项目\r\n特征描述","单位","工程量","综合单价\r\n(元)","综合单价"]
[{"$nulls":6},"人工费","材料费","机械费","管理费","利润","总价措施","规费","增值税"]
[null,null,"部位:室外"]
[null,null,"1、嵌草砖(格)品种、规格、颜色:300x300x50植草砖"]
[null,null,"2、50mm厚砂垫层"]
[null,null,"3、200mm厚碎石垫层"]
[null,null,"4、素土夯实，压实度＞93%"]
[null,null,"5、做法详见图D-01/03"]
[null,"D1-491换","预制块料面层 粗砂 普通","10㎡","63.000"]
[null,"D1-469","垫层 机械碾压 碎石干铺","","126.00"]
["13","050201003001","砼成品路缘石铺设","m","90.00"]
[null,null,"部位:室外"]
[null,null,"1、300x300x120砼成品路缘石"]
[null,null,"2、40mm厚1：3干硬性水泥砂浆结合层"]
[null,null,"3、素土夯实，压实度＞93%"]
[null,"D1-527换","道路侧缘石 混凝土路缘石{水泥砂浆 1∶2}","10m","9.000"]
[null,null,"室外路面工程"]
[null,null,"分部分项工程"]
[null,null,"土石方工程"]
["14","040101001001","挖一般土方","","277.42"]
[null,null,"1.土壤类别:三类土"]
[null,null,"2.挖土深度:平均260mm"]
[null,null,"3.弃土运距:1公里"]
[null,"C1-0017","挖掘机挖土方（斗容量1.25）装车 三类土","1000","0.27742"]
[null,"C1-0124","自卸汽车运土方（运距1km内） 12t","1000","0.27742"]
["15","桂040103003002","土方运输每增1km","·km","5270.98"]
[null,null,"1.土或石类别:土方"]
[null,"C1-0127","自卸汽车运土方(每增加1km运距) 12t","1000","5.27098"]
[" ",null,null," ",null,null," ",null,null," "," "," ","表－09"]
["工程量清单综合单价分析表"]
["工程名称：车棚工程",{"$nulls":9},"第5页 共25页"]
["序号","项目编码","项目名称及项目\r\n特征描述","单位","工程量","综合单价\r\n(元)","综合单价"]
[{"$nulls":6},"人工费","材料费","机械费","管理费","利润","总价措施","规费","增值税"]
[null,null,"道路工程"]
["16","040202001001","路床(槽)整形","㎡","320.00"]
[null,null,"施工部位：室外"]
[null,null,"1、路床槽整形 路床 碾压检验"]
[null,"C2-0001","路床槽整形 路床 碾压检验","100㎡","3.2000"]
["17","040203006001","沥青混凝土道路","㎡","320.00"]
[null,null,"施工部位：室外"]
[null,null,"1、40mm厚细粒式沥青混凝土(AC-13)"]
[null,null,"2、60mm厚中粒式沥青混凝土AC-20(Ⅰ)"]
[null,null,"3、做法详见图D-01/01"]
[null,"C2-0104","细粒式沥青混凝土路面 机械摊铺 厚4cm{细(微)粒沥青混凝土}","100㎡","3.2000"]
[null,"C2-0097","中粒式沥青混凝土路面 机械摊铺 厚6cm{中粒式沥青混凝土}","100㎡","3.2000"]
["18","040202015001","水泥稳定碎(砾)石","㎡","320.00"]
[null,null,"施工部位：室外普通沥青道路基层"]
[null,null,"1、160mm厚水泥稳定砂砾(水泥含量6%)"]
[null,null,"2、170mm厚水泥稳定砂砾(水泥含量4%)"]
[null,null,"3、基础土压实，压实度≥93%"]
[null,null,"4、做法详见图D-01/01"]
[null,"C2-0037换","水泥稳定碎（砾）石摊铺 路拌摊铺 水泥稳定砂砾基层 水泥含量6% 厚15cm[实际16]","100㎡","3.2000"]
[null,"C2-0041换","水泥稳定碎（砾）石摊铺 集中拌制 水泥稳定砂砾基层 水泥含量4% 厚15cm[实际17]","100㎡","3.2000"]
["19","040205006001","停车场导向单箭头3m","㎡","7.02"]
[null,null,"施工部位：室外路面"]
[null,null,"1、采用反光热熔型涂料"]
[null,null,"2、涂料的玻璃珠含量为25～30%"]
[" ",null,null," ",null,null," ",null,null," "," "," ","表－09"]
["工程量清单综合单价分析表"]
["工程名称：车棚工程",{"$nulls":9},"第6页 共25页"]
["序号","项目编码","项目名称及项目\r\n特征描述","单位","工程量","综合单价\r\n(元)","综合单价"]
[{"$nulls":6},"人工费","材料费","机械费","管理费","利润","总价措施","规费","增值税"]
[null,null,"3、白色实线"]
[null,"C2-0227","热熔涂料菱形标志、三角形标志、箭头标线","10㎡","0.702"]
[null,null,"室外照明工程"]
[null,null,"分部分项工程"]
[null,null,"B4 电气设备安装工程"]
["20","030404017001","充电桩电表箱 CAW1","台","1"]
[null,null,"室外型配电箱，防护等级IP67"]
[null,null,"安装方式:落地安装"]
[null,"B4-0300换","成套配电箱安装 落地式","台","1"]
["21","030404017002","非机动车充电配电总箱 AL.C","台","1"]
[null,null,"室外型配电箱，防护等级IP67"]
[null,null,"安装方式:落地安装"]
[null,"B4-0300换","成套配电箱安装 落地式","台","1"]
["22","03B001","汽车充电桩-快充桩","套","4"]
[null,"B-换","汽车充电桩-快充桩","套","4"]
["23","03B002","汽车充电桩-慢充桩","套","4"]
[null,"B-换","汽车充电桩-慢充桩","套","4"]
["24","03B003","20车位电动车充电装置（暂定）","项","1"]
[null,null,"符合二次设计"]
[null,"B-换","20车位电动车充电装置","项","1"]
["25","030412007001","3.5mLED庭院灯 35W","套","5"]
[null,"B4-1936换","中杆灯安装 庭院灯安装 4.5m以内 1火","10套","0.5"]
["26","031001006001","PVC-C塑料管 DN50","m","10.00"]
[null,null,"敷设方式:埋地敷设"]
[null,"B4-0814换","塑料管埋地敷设公称直径(mm以内) 50","100m","0.1000"]
["27","030411001001","镀锌钢管 SC100","m","6.00"]
[" ",null,null," ",null,null," ",null,null," "," "," ","表－09"]
["工程量清单综合单价分析表"]
["工程名称：车棚工程",{"$nulls":9},"第7页 共25页"]
["序号","项目编码","项目名称及项目\r\n特征描述","单位","工程量","综合单价\r\n(元)","综合单价"]
[{"$nulls":6},"人工费","材料费","机械费","管理费","利润","总价措施","规费","增值税"]
[null,null,"敷设方式:埋地敷设"]
[null,"B4-0808换","镀锌钢管埋地敷设(公称直径mm以内) 100","100m","0.0600"]
["28","030411001002","镀锌钢管 SC65","m","68.40"]
[null,null,"敷设方式:埋地敷设"]
[null,"B4-0807换","镀锌钢管埋地敷设(公称直径mm以内) 70","100m","0.6840"]
["29","030411001003","镀锌钢管 SC50","m","93.90"]
[null,null,"敷设方式:埋地敷设"]
[null,"B4-0807换","镀锌钢管埋地敷设(公称直径mm以内) 70","100m","0.9390"]
["30","030411001004","PVC-C塑料管 DN25","m","77.50"]
[null,null,"敷设方式:埋地敷设"]
[null,"B4-0813换","塑料管埋地敷设公称直径(mm以内) 32","100m","0.7750"]
["31","030411001005","刚性阻燃管 PC32","m","350.40"]
[null,null,"敷设方式:埋地敷设"]
[null,"B4-0813换","塑料管埋地敷设公称直径(mm以内) 32","100m","3.5040"]
["32","030411001006","刚性阻燃管 PC25","m","100.00"]
[null,null,"敷设方式:埋地敷设"]
[null,"B4-0813换","塑料管埋地敷设公称直径(mm以内) 32","100m","1.0000"]
["33","030408001001","铜芯电力电缆 WDZ-YJY-4*35mm2","m","73.70"]
[null,"B4-0994换","铜芯电力电缆敷设 普通敷设 电缆(截面m㎡以下)35","100m","0.7370"]
["34","030408001002","铜芯电力电缆 WDZ-YJY-1*35mm2","m","1.00"]
[null,"B4-0994换","铜芯电力电缆敷设 普通敷设 电缆(截面m㎡以下)35","100m","0.0100"]
["35","030408001003","铜芯电力电缆 WDZ-YJY-4*10mm2","m","99.84"]
[null,"B4-0992换","铜芯电力电缆敷设 普通敷设 电缆(截面m㎡以下)10","100m","0.9984"]
["36","030408001004","铜芯电力电缆 WDZ-YJY-3*10mm2","m","377.61"]
[" ",null,null," ",null,null," ",null,null," "," "," ","表－09"]
["工程量清单综合单价分析表"]
["工程名称：车棚工程",{"$nulls":9},"第8页 共25页"]
["序号","项目编码","项目名称及项目\r\n特征描述","单位","工程量","综合单价\r\n(元)","综合单价"]
[{"$nulls":6},"人工费","材料费","机械费","管理费","利润","总价措施","规费","增值税"]
[null,"B4-0992换","铜芯电力电缆敷设 普通敷设 电缆(截面m㎡以下)10","100m","3.7761"]
["37","030408001005","铜芯电力电缆 WDZ-YJY-1*10mm2","m","1.00"]
[null,"B4-0992换","铜芯电力电缆敷设 普通敷设 电缆(截面m㎡以下)10","100m","0.0100"]
["38","030408001006","铜芯电力电缆 VV-2*4mm2","m","107.63"]
[null,"B4-0992换","铜芯电力电缆敷设 普通敷设 电缆(截面m㎡以下)10","100m","1.0763"]
["39","030408006001","铜芯电力电缆头 4*35mm2","个","2"]
[null,"B4-1049","户内干包式电力电缆头制作、安装 干包终端头 (1kV以下截面m㎡以下)35","个","2"]
["40","030411004001","管内穿线 动力线路 BVR-25mm2","m","100.00"]
[null,"B4-1587换","管内穿线 动力线路 铜芯 导线截面(m㎡以内) 25","100m单线","1"]
["41","030409008001","总等电位端子联接箱","台","2"]
[null,"B4-1277换","等电位连接、接地测试板 总等电位端子联接箱","台","2"]
["42","030409001001","接地极","根","5"]
[null,null,"采用热镀锌角钢 L50*50*5*1500做接地极"]
[null,"B4-1188换","接地极(板)制作、安装 角钢接地极 普通土","根","5"]
["43","030409002001","接地母线","m","1.50"]
[null,null,"采用热镀锌扁钢 -40*4做接地母线"]
[null,"B4-1201换","钢接地母线敷设 户外钢接地母线敷设","10m","0.150"]
["44","030409002002","接地母线","m","377.57"]
[null,null,"采用热镀锌圆钢 φ12做接地母线"]
[null,"B4-1201换","钢接地母线敷设 户外钢接地母线敷设","10m","37.757"]
["45","030414011001","接地装置","系统","1"]
[null,"B4-2123","接地装置调试  接地网","系统","1"]
["46","桂030413007001","拉线井","座","3"]
[" ",null,null," ",null,null," ",null,null," "," "," ","表－09"]
["工程量清单综合单价分析表"]
["工程名称：车棚工程",{"$nulls":9},"第9页 共25页"]
["序号","项目编码","项目名称及项目\r\n特征描述","单位","工程量","综合单价\r\n(元)","综合单价"]
[{"$nulls":6},"人工费","材料费","机械费","管理费","利润","总价措施","规费","增值税"]
[null,null,"480*480*600mm(净空)"]
[null,null,"做法详见图集07SD101-8相关页次"]
[null,"B-换","拉线井","座","3"]
["47","桂030413013001","土方开挖","","150.19"]
[null,null,"平均深度：0.9m"]
[null,"B4-0788","小型机械挖填沟槽 小型机械挖沟槽 一般土","10","15.019"]
["48","桂030413014001","土方回填","","132.44"]
[null,"B4-0791","小型机械挖填沟槽 机械回填沟槽 土方","10","13.244"]
["49","桂030413014002","中砂回填","","16.95"]
[null,"B4-0792换","小型机械挖填沟槽 机械回填沟槽 杂砂石","10","1.695"]
["50","桂030413011001","落地式配电箱基础","座","2"]
[null,null,"做法详见图号DQ-03"]
[null,"B4-2063换","路灯基础、接线井 现浇基础  C20混凝土基础","","1.01"]
[null,"B4-2056","路灯基础、接线井  砌筑式基础  垫层","10","0.050"]
[null,"B4-2064","路灯基础、接线井 现浇基础  钢筋制作安装 10以内","t","0.010"]
[null,"B4-0485换","基础槽钢、角钢制作安装 槽钢","10m","0.800"]
[null,"B4-1188换","接地极(板)制作、安装 角钢接地极 普通土","根","4"]
[null,"C6-0108","滤料铺设 滤料铺设碎石","10","0.009"]
["51","桂030413011002","快充电桩基础","座","4"]
[null,"B4-2063换","路灯基础、接线井 现浇基础  C20混凝土基础","","1.30"]
[null,"A17-15","独立基础 木模板 木支撑","100㎡","0.0872"]
["52","桂030413011003","慢充电桩基础","座","4"]
[null,"B4-2063换","路灯基础、接线井 现浇基础  C20混凝土基础","","0.40"]
[null,"A17-15","独立基础 木模板 木支撑","100㎡","0.0408"]
["53","桂030413011004","路灯基础","座","5"]
[null,null,"详见3.5米庭院灯基础大样图"]
[" ",null,null," ",null,null," ",null,null," "," "," ","表－09"]
["工程量清单综合单价分析表"]
["工程名称：车棚工程",{"$nulls":9},"第10页 共25页"]
["序号","项目编码","项目名称及项目\r\n特征描述","单位","工程量","综合单价\r\n(元)","综合单价"]
[{"$nulls":6},"人工费","材料费","机械费","管理费","利润","总价措施","规费","增值税"]
[null,"B4-2063","路灯基础、接线井 现浇基础  C20混凝土基础","","0.80"]
[null,"B4-2064","路灯基础、接线井 现浇基础  钢筋制作安装 10以内","t","0.004"]
[null,"B-换","地脚螺栓 M22*700mm","个","20"]
[null,"B-换","18mm厚钢板 300*300mm","个","5"]
["54","桂030414019001","路灯照度试验","区域","5"]
[null,"B4-2147","路灯照度测试、照明通电试运行  照度测试  道路宽 15m 以下","10区域","0.5"]
[null,null,"室外监控工程"]
[null,null,"分部分项工程"]
[null,null,"B5 建筑智能化系统设备安装工程"]
["55","030507008001","红外网络枪式摄像机","台","10"]
[null,null,"200万像素,H.265编码,红外开启时0Lux,"]
[null,null,"实时宽动态,红外距离30米,含2.8~12mm可"]
[null,null,"调焦镜头及护罩,IP66,IK10"]
[null,null,"安装方式:底距地4.0米安装"]
[null,"B5-1029换","监控摄像设备 红外光源摄像机{换:红外网络枪式摄像机}","台","10"]
[null,null,"长臂监控立杆4000*500mm"]
[null,null,"含防雷接地"]
[null,null,"做法详见监控立杆示意图"]
["57","03B004","摄像机电源","个","4"]
[null,"B-换","摄像机电源{换:摄像机电源}","个","4"]
["58","030404017003","电源防水箱","台","4"]
[null,null,"安装方式:底距地2.5米安装"]
[null,"B4-0302换","成套配电箱安装 悬挂嵌入式(半周长m) 1","台","4"]
["59","03B005","信号+电源防浪涌报保护器","个","10"]
[" ",null,null," ",null,null," ",null,null," "," "," ","表－09"]
["工程量清单综合单价分析表"]
["工程名称：车棚工程",{"$nulls":9},"第11页 共25页"]
["序号","项目编码","项目名称及项目\r\n特征描述","单位","工程量","综合单价\r\n(元)","综合单价"]
[{"$nulls":6},"人工费","材料费","机械费","管理费","利润","总价措施","规费","增值税"]
[null,"B-换","信号+电源防浪涌报保护器{换:信号+电源防浪涌报保护器}","个","10"]
["60","030501010001","双口环网光收发器","套","1"]
[null,"B10-0075换","基站设备安装、调试 基站室外单元 收发单元分体{换:1}","台","1"]
["61","030501010002","四口环网光收发器","套","3"]
[null,"B10-0075换","基站设备安装、调试 基站室外单元 收发单元分体{换:1}","台","3"]
["62","030411001007","镀锌钢管 SC50","m","12.00"]
[null,null,"敷设方式:埋地敷设"]
[null,"B4-0806换","镀锌钢管埋地敷设(公称直径mm以内) 50","100m","0.1200"]
["63","030411001008","刚性阻燃管 PC32","m","285.10"]
[null,null,"敷设方式:埋地敷设"]
[null,"B4-0813换","塑料管埋地敷设公称直径(mm以内) 32","100m","2.8510"]
["64","030411001009","刚性阻燃管 PC25","m","20.00"]
[null,null,"敷设方式:沿钢结构支架敷设"]
[null,"B4-1425换","电线管敷设 钢结构支架配管 电线管公称口径(mm以内)25","100m","0.2000"]
["65","030411004002","铜芯护套线 RVV-3*4.0mm2","m","287.10"]
[null,"B4-1603换","管内穿线 塑料护套线 四芯 导线截面(m㎡以内) 4","100m单线","2.871"]
["66","030411004003","铜芯护套线 RVV-2*1.0mm2","m","25.00"]
[null,"B4-1599换","管内穿线 塑料护套线 二芯 导线截面(m㎡以内) 2.5","100m单线","0.25"]
["67","030502007001","2芯室外单模光纤","m","287.10"]
[null,"B5-0274换","布放光缆 管内穿放 12芯以下","100m","2.8710"]
["68","030502005001","超五类非屏蔽网线","m","25.00"]
[null,"B5-0271换","双绞线缆 管内穿放 4对以下","100m","0.2500"]
["69","桂030413013002","土方开挖","","162.17"]
[" ",null,null," ",null,null," ",null,null," "," "," ","表－09"]
["工程量清单综合单价分析表"]
["工程名称：车棚工程",{"$nulls":9},"第12页 共25页"]
["序号","项目编码","项目名称及项目\r\n特征描述","单位","工程量","综合单价\r\n(元)","综合单价"]
[{"$nulls":6},"人工费","材料费","机械费","管理费","利润","总价措施","规费","增值税"]
[null,null,"平均深度：0.9m"]
[null,"B4-0788","小型机械挖填沟槽 小型机械挖沟槽 一般土","10","16.217"]
["70","桂030413014003","土方回填","","162.17"]
[null,"B4-0791","小型机械挖填沟槽 机械回填沟槽 土方","10","16.217"]
["71","桂030413011005","监控立杆基础","座","4"]
[null,null,"详见监控立杆示意图"]
[null,"B4-2063","路灯基础、接线井 现浇基础  C20混凝土基础","","0.22"]
[null,"B-换","地脚螺栓 M14*600mm","个","16"]
["72","030409001002","接地极","根","4"]
[null,null,"采用热镀锌角钢 L50*50*5*2500做接地极"]
[null,"B4-1188换","接地极(板)制作、安装 角钢接地极 普通土","根","4"]
["73","030414011002","接地装置","根","4"]
[null,"B4-2121","接地装置调试  一柱一接地极","根","4"]
[null,null,"室外给水工程"]
[null,null,"分部分项工程"]
[null,null,"土石方工程"]
["74","010101003001","挖沟槽土方","","25.62"]
[null,null,"土壤类别:三类土"]
[null,"C1-0029","挖掘机挖沟槽、基坑土方（斗容量1.25）不装车 三类土","1000","0.02306"]
[null,"C1-0005","人工挖沟槽、基坑土方 三类土","100","0.0256"]
["75","010103001001","沟槽填方","","13.97"]
[null,null,"填方材料品种:三类土"]
[null,null,"密实度:满足设计及相关规范要求"]
[null,null,"人工回填"]
[null,"C1-0097换","沟槽人工回填 土","100","0.1397"]
["76","010103001002","沟槽填方","","11.65"]
[" ",null,null," ",null,null," ",null,null," "," "," ","表－09"]
["工程量清单综合单价分析表"]
["工程名称：车棚工程",{"$nulls":9},"第13页 共25页"]
["序号","项目编码","项目名称及项目\r\n特征描述","单位","工程量","综合单价\r\n(元)","综合单价"]
[{"$nulls":6},"人工费","材料费","机械费","管理费","利润","总价措施","规费","增值税"]
[null,null,"填方材料品种:三类土"]
[null,null,"密实度:满足设计及相关规范要求"]
[null,null,"机械回填"]
[null,"C1-0101换","沟槽回填机械碾压 振动压路机1t 沟槽回填（槽底宽≤2.8m）土","100","0.1165"]
[null,null,"管网工程"]
["77","040501004001","钢丝网骨架PE100级给水管 DN32","m","70.15"]
[null,null,"公称压力:1.0MPa"]
[null,null,"连接方式:热熔连接"]
[null,null,"含管道冲洗、消毒、试压"]
[null,"C5-1199换","塑料管安装（热熔插接）管外径（mm以内）32","10m","7.015"]
[null,"C5-1371","给水管道消毒冲洗 公称直径（mm以内）100","100m","0.7015"]
[null,"C5-1353","给水管道试压 公称直径（mm以内）100","100m","0.7015"]
["78","040501004002","钢丝网骨架PE100级给水管 DN20","m","11.20"]
[null,null,"公称压力:1.0MPa"]
[null,null,"连接方式:热熔连接"]
[null,null,"含管道冲洗、消毒、试压"]
[null,"C5-1198换","塑料管安装（热熔插接）管外径（mm以内）25","10m","1.120"]
[null,"C5-1372","给水管道消毒冲洗 公称直径（mm以内）200","100m","0.1120"]
[null,"C5-1354","给水管道试压 公称直径（mm以内）200","100m","0.1120"]
["79","040502005001","快速取水阀 DN20","个","5"]
[null,null,"连接方式:螺纹连接"]
[null,"B9-0314换","螺纹阀门安装 螺纹阀 公称直径(mm以内) 20","个","5"]
["80","040502005002","闸阀 DN32","个","1"]
[null,null,"连接方式:法兰连接"]
[null,"C5-1785换","焊接法兰阀门安装 公称直径（50mm以内）","个","1"]
["81","040502009001","法兰水表 DN25","个","1"]
[" ",null,null," ",null,null," ",null,null," "," "," ","表－09"]
["工程量清单综合单价分析表"]
["工程名称：车棚工程",{"$nulls":9},"第14页 共25页"]
["序号","项目编码","项目名称及项目\r\n特征描述","单位","工程量","综合单价\r\n(元)","综合单价"]
[{"$nulls":6},"人工费","材料费","机械费","管理费","利润","总价措施","规费","增值税"]
[null,null,"连接方式:法兰连接"]
[null,"C5-1887换","法兰式水表安装 公称直径（50mm以内）","个","1"]
["82","040502003001","钢丝网骨架PE100级给水管弯头 DN32","个","2"]
[null,null,"连接方式:热熔连接"]
[null,"C5-1736换","塑料管件安装（对接熔接） 管外径（50mm以内）{换:钢丝网骨架PE100级给水管弯头 DN25}","个","2"]
["83","040502003002","钢丝网骨架PE100级给水管三通 DN25*25*20","个","5"]
[null,null,"连接方式:热熔连接"]
[null,"C5-1736换","塑料管件安装（对接熔接） 管外径（50mm以内）{换:钢丝网骨架PE100级给水管三通 DN25*25*20}","个","5"]
[null,null,"室外雨水工程"]
[null,null,"分部分项工程"]
[null,null,"土石方工程"]
["84","010101003002","挖沟槽土方","","165.64"]
[null,null,"土壤类别:三类土"]
[null,"C1-0029","挖掘机挖沟槽、基坑土方（斗容量1.25）不装车 三类土","1000","0.15736"]
[null,"C1-0005","人工挖沟槽、基坑土方 三类土","100","0.0828"]
["85","010103001003","沟槽填方","","131.15"]
[null,null,"填方材料品种:三类土"]
[null,null,"密实度:满足设计及相关规范要求"]
[null,"C1-0101换","沟槽回填机械碾压 振动压路机1t 沟槽回填（槽底宽≤2.8m）土","100","1.3115"]
["86","010103001004","沟槽填方","","34.49"]
[null,null,"填方材料品种:中粗砂"]
[null,null,"密实度:满足设计及相关规范要求"]
[" ",null,null," ",null,null," ",null,null," "," "," ","表－09"]
["工程量清单综合单价分析表"]
["工程名称：车棚工程",{"$nulls":9},"第15页 共25页"]
["序号","项目编码","项目名称及项目\r\n特征描述","单位","工程量","综合单价\r\n(元)","综合单价"]
[{"$nulls":6},"人工费","材料费","机械费","管理费","利润","总价措施","规费","增值税"]
[null,"C1-0095","沟槽人工回填 砂","100","0.3449"]
["87","040103002002","余土弃置","","34.49"]
[null,null,"运距:1km"]
[null,"C1-0017","挖掘机挖土方（斗容量1.25）装车 三类土","1000","0.03449"]
[null,"C1-0124","自卸汽车运土方（运距1km内） 12t","1000","0.03449"]
["88","桂040103003003","土方运输每增1km","·km","655.31"]
[null,null,"1.土或石类别:土方"]
[null,"C1-0127","自卸汽车运土方(每增加1km运距) 12t","1000","0.65531"]
[null,null,"管网工程"]
["89","040501004003","波纹管铺设","m","67.06"]
[null,null,"管道材料名称:增强聚丙烯FRPP双壁加筋排水管 SN=8kN/m2"]
[null,null,"规格:dn300"]
[null,null,"接口形式:密封圈承插连接"]
[null,null,"管道检验及试验要求:满足设计要求"]
[null,"C5-0120换","双壁波纹管敷设（承插式胶圈接口）公称直径（315mm以内）","100m","0.6706"]
["90","040504001001","雨水检查井","座","3"]
[null,null,"定型井名称、井深：砖砌Φ1000mm雨水检查井，平均深度1.9m"]
[null,null,"定型井图号：图号03S515"]
[null,null,"垫层、基础：C15商品混凝土"]
[null,"C5-0378换","砖砌定型井 砌砖圆形污水检查井 井径(1000mm) 管径(200～600mm) 井深(3.5m以内) 收口式{碎石 GD20  商品普通砼  C15}","座","3"]
[null,"C5-0372","砖砌定型井 砌砖圆形雨水检查井 井径(1000mm) 管径(200～600mm) 井深(3.1m以内) 收口式{碎石 GD20  商品普通砼  C15}","座","3"]
[" ",null,null," ",null,null," ",null,null," "," "," ","表－09"]
["工程量清单综合单价分析表"]
["工程名称：车棚工程",{"$nulls":9},"第16页 共25页"]
["序号","项目编码","项目名称及项目\r\n特征描述","单位","工程量","综合单价\r\n(元)","综合单价"]
[{"$nulls":6},"人工费","材料费","机械费","管理费","利润","总价措施","规费","增值税"]
[null,"C5-0713","检查井筒砌筑（φ700mm）井筒高（m）每增0.5内{水泥砂浆 1∶2}","座","-3"]
["91","040504009001","平箅式式单箅雨水口","座","3"]
[null,null,"雨水井型号、图号：680*380 (内空) 平箅式单箅雨水口，图集16S518"]
[null,null,"井深：1m"]
[null,null,"井圈篦子规格、尺寸:雨水井梳条450×750球墨铸铁"]
[null,null,"混凝土拌合料：商品混凝土"]
[null,"C5-0537换","砖砌平箅式雨水口（混凝土井圈） 单平箅（680x430）井深1.0m{碎石 GD20  商品普通砼  C30}","座","3"]
["92","011615001001","井壁（墙）凿洞","个","1"]
[null,"C5-0684","井壁（墙）凿洞规格：砖墙 24m内{水泥砂浆 1∶2}","10㎡","0.050"]
[null,null,"单价措施项目"]
[null,"041101","脚手架工程"]
["93","041101005001","井字架","座","2"]
[null,null,"2.0m内"]
[null,null,"木制井字架"]
[null,"C5-2250","井字架木制 井深(2m以内)","座","2"]
[null,null,"膜结构造型1车棚"]
[null,null,"分部分项工程"]
[null,"0101","土石方工程"]
["94","010101004001","挖基坑土方","","224.58"]
[null,null,"1.土壤类别:三类土"]
[null,null,"2.挖土深度:2m以内"]
[" ",null,null," ",null,null," ",null,null," "," "," ","表－09"]
["工程量清单综合单价分析表"]
["工程名称：车棚工程",{"$nulls":9},"第17页 共25页"]
["序号","项目编码","项目名称及项目\r\n特征描述","单位","工程量","综合单价\r\n(元)","综合单价"]
[{"$nulls":6},"人工费","材料费","机械费","管理费","利润","总价措施","规费","增值税"]
[null,null,"运距：暂按15公里，投标人根据施工现场综合考虑"]
[null,"A1-155换","液压挖掘机挖土 斗容量1 自卸汽车运土(运距1km以内) 8t[实际15]","1000","0.02420"]
[null,"A1-18","液压挖掘机挖土斗容量(1.0)","1000","0.17792"]
[null,"A1-9","人工挖沟槽(基坑) 三类土 深 2m以内","100","0.2246"]
["95","010103001005","回填方","","174.24"]
[null,null,"合格土源"]
[null,"A1-82","人工回填土 夯填","100","1.7424"]
[null,"010501","现浇混凝土基础"]
["96","010501001001","垫层","","7.42"]
[null,null,"1.混凝土种类:商品普通砼"]
[null,null,"2.混凝土强度等级:C15"]
[null,"A4-3换","混凝土垫层{换:碎石 GD40  商品普通砼  C15}","10","0.742"]
["97","010501003001","独立基础","","42.92"]
[null,null,"1.混凝土种类:商品普通砼"]
[null,null,"2.混凝土强度等级:C30"]
[null,"A4-7换","独立基础 混凝土{换:碎石 GD40  商品普通砼  C30}","10","4.292"]
["98","010515001001","现浇构件螺纹钢制安 10以内","t","1.430"]
[null,"A4-240","现浇构件螺纹钢制安 10以内","t","1.430"]
["99","010515001002","现浇构件螺纹钢制安 10以上","t","2.594"]
[null,"A4-241","现浇构件螺纹钢制安 10以上","t","2.594"]
["100","010516002001","铁件","t","1.481"]
[null,null,"1.钢材种类:详设计图纸"]
[null,null,"2.规格:详设计图纸"]
[null,null,"3.铁件尺寸:详设计图纸"]
[" ",null,null," ",null,null," ",null,null," "," "," ","表－09"]
["工程量清单综合单价分析表"]
["工程名称：车棚工程",{"$nulls":9},"第18页 共25页"]
["序号","项目编码","项目名称及项目\r\n特征描述","单位","工程量","综合单价\r\n(元)","综合单价"]
[{"$nulls":6},"人工费","材料费","机械费","管理费","利润","总价措施","规费","增值税"]
[null,"A4-326","铁件 预埋铁件","t","1.481"]
["101","010507007001","其他构件","","1.54"]
[null,null,"1.构件的类型:C15素混凝土包脚"]
[null,null,"2.构件规格:详设计图纸"]
[null,null,"3.部位:柱脚节点"]
[null,null,"4.混凝土种类:商品砼"]
[null,null,"5.混凝土强度等级:C15"]
[null,"A4-17换","二次灌浆 混凝土{换:碎石 GD40  商品普通砼  C15}","10","0.154"]
[null,"0106","金属结构工程"]
["102","010603001001","实腹钢柱","t","2.322"]
[null,null,"1.柱类型:GZ1"]
[null,null,"2.钢材品种、规格:Q235B"]
[null,null,"3.单根质量:投标人根据设计图纸考虑"]
[null,null,"4.安装高度:详设计"]
[null,null,"5.除锈方法:抛丸除锈"]
[null,null,"6.构件运距:投标人自行考虑"]
[null,"A6-12换","组合型钢柱制作 3t以内","t","2.322"]
[null,"A6-71","钢柱安装 3t以内","t","2.322"]
[null,"A13-138","钢结构 抛丸除锈","100㎡","0.9113"]
[null,"A6-115换","1类金属结构构件运输 运距 1km以内[实际10]","10t","0.2322"]
["103","010604001001","钢梁","t","4.648"]
[null,null,"1.梁类型:GL1"]
[null,null,"2.钢材品种、规格:Q235B"]
[null,null,"3.单根质量:投标人根据设计图纸考虑"]
[null,null,"4.安装高度:详设计"]
[null,null,"5.除锈方法:抛丸除锈"]
[" ",null,null," ",null,null," ",null,null," "," "," ","表－09"]
["工程量清单综合单价分析表"]
["工程名称：车棚工程",{"$nulls":9},"第19页 共25页"]
["序号","项目编码","项目名称及项目\r\n特征描述","单位","工程量","综合单价\r\n(元)","综合单价"]
[{"$nulls":6},"人工费","材料费","机械费","管理费","利润","总价措施","规费","增值税"]
[null,null,"6.构件运距:投标人自行考虑"]
[null,"A6-117换","2类金属结构构件运输 运距 1km以内[实际10]","10t","0.4648"]
[null,"A6-24","H形钢构件制作 3t以内","t","4.648"]
[null,"A6-71","钢柱安装 3t以内","t","4.648"]
[null,"A13-138","钢结构 抛丸除锈","100㎡","1.9739"]
["104","010604001002","钢梁","t","2.604"]
[null,null,"1.梁类型:LL1"]
[null,null,"2.钢材品种、规格:Q235B"]
[null,null,"3.单根质量:投标人根据设计图纸考虑"]
[null,null,"4.安装高度:详设计"]
[null,null,"5.除锈方法:抛丸除锈"]
[null,null,"6.构件运距:投标人自行考虑"]
[null,"A6-117换","2类金属结构构件运输 运距 1km以内[实际10]","10t","0.2604"]
[null,"A6-23换","型钢梁制作","t","2.604"]
[null,"A6-76","钢梁安装 3t以内","t","2.604"]
[null,"A13-138","钢结构 抛丸除锈","100㎡","2.7210"]
["105","010606001001","钢支撑、钢拉条","t","0.764"]
[null,null,"1.钢材品种、规格:Q235B"]
[null,null,"2.单根质量:投标人根据设计图纸考虑"]
[null,null,"3.安装高度:详设计"]
[null,null,"4.除锈方法:抛丸除锈"]
[null,null,"5.构件运距:投标人自行考虑"]
[null,"A6-31","屋架钢支撑制作","t","0.764"]
[null,"A6-84","轻钢屋架支撑 安装","t","0.764"]
[null,"A6-119换","3类金属结构构件运输 运距 1km以内[实际10]","10t","0.0764"]
[null,"A13-138","钢结构 抛丸除锈","100㎡","0.3354"]
[" ",null,null," ",null,null," ",null,null," "," "," ","表－09"]
["工程量清单综合单价分析表"]
["工程名称：车棚工程",{"$nulls":9},"第20页 共25页"]
["序号","项目编码","项目名称及项目\r\n特征描述","单位","工程量","综合单价\r\n(元)","综合单价"]
[{"$nulls":6},"人工费","材料费","机械费","管理费","利润","总价措施","规费","增值税"]
["106","011405001001","金属面油漆","㎡","374.73"]
[null,null,"底涂为环氧富锌底漆两道，漆膜干膜总厚度不小于70μm；面涂层为醇酸磁漆面漆,漆膜干膜厚度不小于80μm"]
[null,"A13-143换","喷无机富锌底漆 金属面 一遍[实际2]","100㎡","3.7473"]
[null,"A13-185换","醇酸磁漆 金属面 二遍[实际2]","100㎡","3.7473"]
[null,"0109","屋面及防水工程"]
["107","010901005001","膜结构屋面","㎡","720.00"]
[null,null,"P类膜材；厚度 ≥0.80 mm;重量≥950 (g/m2)；经向抗拉强度≥4200 N/5CM,纬向抗拉强度≥4000N/5CM；膜材的表面处理用PVC基材覆涂PVDF涂层；膜材质保年限10~15年"]
[null,null,"工作内容：膜布裁剪、热压胶接、穿高强钢丝拉索（或钢丝绳、钢铰线），锚头锚固膜片安装、施加预张力，膜体表面内外清洁"]
[null,"B-换","膜结构屋面制安{换:P类膜材；厚度 ≥0.80 mm;重量≥950 (g/m2)；膜材的表面处理用PVC基材覆涂PVDF涂层 换:膜结构织物附件}","㎡","720.00"]
[null,"011702","混凝土模板及支架(撑)"]
["108","011702001001","混凝土基础垫层 木模板木支撑","㎡","18.56"]
[null,"A17-1","混凝土基础垫层 木模板木支撑","100㎡","0.1856"]
["109","010501003002","独立基础 胶合板模板 木支撑","","168.20"]
[null,"A17-14","独立基础 胶合板模板 木支撑","100㎡","1.6820"]
["110","011702025001","其他现浇构件","㎡","12.53"]
[null,null,"1.构件类型:混凝土包脚"]
[null,null,"2.模板、支撑材质:木模板木支撑"]
[null,"A17-120","小型构件 木模板木支撑","100㎡","0.1253"]
[null,null,"膜结构造型2车棚"]
[" ",null,null," ",null,null," ",null,null," "," "," ","表－09"]
["工程量清单综合单价分析表"]
["工程名称：车棚工程",{"$nulls":9},"第21页 共25页"]
["序号","项目编码","项目名称及项目\r\n特征描述","单位","工程量","综合单价\r\n(元)","综合单价"]
[{"$nulls":6},"人工费","材料费","机械费","管理费","利润","总价措施","规费","增值税"]
[null,null,"分部分项工程"]
[null,"0101","土石方工程"]
["111","010101004002","挖基坑土方","","13.82"]
[null,null,"1.土壤类别:三类土"]
[null,null,"2.挖土深度:2m以内"]
[null,"A1-155换","液压挖掘机挖土 斗容量1 自卸汽车运土(运距1km以内) 8t[实际15]","1000","0.00108"]
[null,"A1-18","液压挖掘机挖土斗容量(1.0)","1000","0.01136"]
[null,"A1-9","人工挖沟槽(基坑) 三类土 深 2m以内","100","0.0138"]
["112","010103001006","回填方","","11.08"]
[null,null,"合格土源"]
[null,"A1-82","人工回填土 夯填","100","0.1108"]
[null,"010501","现浇混凝土基础"]
["113","010501001002","垫层","","0.60"]
[null,null,"1.混凝土种类:商品普通砼"]
[null,null,"2.混凝土强度等级:C15"]
[null,"A4-3换","混凝土垫层{换:碎石 GD40  商品普通砼  C15}","10","0.060"]
["114","010501003003","独立基础","","2.14"]
[null,null,"1.混凝土种类:商品普通砼"]
[null,null,"2.混凝土强度等级:C30"]
[null,"A4-7换","独立基础 混凝土{换:碎石 GD40  商品普通砼  C30}","10","0.214"]
["115","010515001003","现浇构件钢筋","t","0.098"]
[null,null,"钢筋种类、规格:现浇构件螺纹钢制安 10以内"]
[null,"A4-240","现浇构件螺纹钢制安 10以内","t","0.098"]
[" ",null,null," ",null,null," ",null,null," "," "," ","表－09"]
["工程量清单综合单价分析表"]
["工程名称：车棚工程",{"$nulls":9},"第22页 共25页"]
["序号","项目编码","项目名称及项目\r\n特征描述","单位","工程量","综合单价\r\n(元)","综合单价"]
[{"$nulls":6},"人工费","材料费","机械费","管理费","利润","总价措施","规费","增值税"]
["116","010515001004","现浇构件钢筋","t","0.615"]
[null,null,"钢筋种类、规格:现浇构件螺纹钢制安 10以上"]
[null,"A4-241","现浇构件螺纹钢制安 10以上","t","0.615"]
["117","010516002002","铁件","t","0.144"]
[null,null,"1.钢材种类:详设计图纸"]
[null,null,"2.规格:详设计图纸"]
[null,null,"3.铁件尺寸:详设计图纸"]
[null,"A4-326","铁件 预埋铁件","t","0.144"]
["118","010507007002","其他构件","","0.19"]
[null,null,"1.构件的类型:C15素混凝土包脚"]
[null,null,"2.构件规格:详设计图纸"]
[null,null,"3.部位:柱脚节点"]
[null,null,"4.混凝土种类:商品砼"]
[null,null,"5.混凝土强度等级:C15"]
[null,"A4-17换","二次灌浆 混凝土{换:碎石 GD40  商品普通砼  C15}","10","0.019"]
[null,"0106","金属结构工程"]
["119","010603001002","实腹钢柱","t","0.198"]
[null,null,"1.柱类型:GZ2"]
[null,null,"2.钢材品种、规格:Q235B"]
[null,null,"3.单根质量:投标人根据设计图纸考虑"]
[null,null,"4.安装高度:详设计"]
[null,null,"5.除锈方法:抛丸除锈"]
[null,null,"6.构件运距:投标人自行考虑"]
[null,"A6-16换","热轧型钢柱制作","t","0.198"]
[null,"A6-71","钢柱安装 3t以内","t","0.198"]
[" ",null,null," ",null,null," ",null,null," "," "," ","表－09"]
["工程量清单综合单价分析表"]
["工程名称：车棚工程",{"$nulls":9},"第23页 共25页"]
["序号","项目编码","项目名称及项目\r\n特征描述","单位","工程量","综合单价\r\n(元)","综合单价"]
[{"$nulls":6},"人工费","材料费","机械费","管理费","利润","总价措施","规费","增值税"]
[null,"A13-138","钢结构 抛丸除锈","100㎡","0.0607"]
[null,"A6-115换","1类金属结构构件运输 运距 1km以内[实际10]","10t","0.0198"]
["120","010604001003","钢梁","t","0.550"]
[null,null,"1.梁类型:GL2"]
[null,null,"2.钢材品种、规格:Q235B"]
[null,null,"3.单根质量:投标人根据设计图纸考虑"]
[null,null,"4.安装高度:详设计"]
[null,null,"5.除锈方法:抛丸除锈"]
[null,null,"6.构件运距:投标人自行考虑"]
[null,"A6-117换","2类金属结构构件运输 运距 1km以内[实际10]","10t","0.0550"]
[null,"A6-23换","型钢梁制作","t","0.550"]
[null,"A6-76","钢梁安装 3t以内","t","0.550"]
[null,"A13-138","钢结构 抛丸除锈","100㎡","0.1802"]
["121","010604001004","钢梁","t","0.180"]
[null,null,"1.梁类型:LL2"]
[null,null,"2.钢材品种、规格:Q235B"]
[null,null,"3.单根质量:投标人根据设计图纸考虑"]
[null,null,"4.安装高度:详设计"]
[null,null,"5.除锈方法:抛丸除锈"]
[null,null,"6.构件运距:投标人自行考虑"]
[null,"A6-117换","2类金属结构构件运输 运距 1km以内[实际10]","10t","0.0180"]
[null,"A6-23换","型钢梁制作","t","0.180"]
[null,"A6-76","钢梁安装 3t以内","t","0.180"]
[null,"A13-138","钢结构 抛丸除锈","100㎡","0.0967"]
["122","010606001002","钢支撑、钢拉条","t","0.070"]
[null,null,"1.钢材品种、规格:Q235B"]
[" ",null,null," ",null,null," ",null,null," "," "," ","表－09"]
["工程量清单综合单价分析表"]
["工程名称：车棚工程",{"$nulls":9},"第24页 共25页"]
["序号","项目编码","项目名称及项目\r\n特征描述","单位","工程量","综合单价\r\n(元)","综合单价"]
[{"$nulls":6},"人工费","材料费","机械费","管理费","利润","总价措施","规费","增值税"]
[null,null,"2.单根质量:投标人根据设计图纸考虑"]
[null,null,"3.安装高度:详设计"]
[null,null,"4.除锈方法:抛丸除锈"]
[null,null,"5.构件运距:投标人自行考虑"]
[null,"A6-31","屋架钢支撑制作","t","0.070"]
[null,"A6-84","轻钢屋架支撑 安装","t","0.070"]
[null,"A6-119换","3类金属结构构件运输 运距 1km以内[实际10]","10t","0.0070"]
[null,"A13-138","钢结构 抛丸除锈","100㎡","0.0307"]
["123","011405001002","金属面油漆","㎡","18.81"]
[null,null,"底涂为环氧富锌底漆两道，漆膜干膜总厚度不小于70μm；面涂层为醇酸磁漆面漆,漆膜干膜厚度不小于80μm"]
[null,"A13-143换","喷无机富锌底漆 金属面 一遍[实际2]","100㎡","0.1881"]
[null,"A13-185换","醇酸磁漆 金属面 二遍[实际2]","100㎡","0.1881"]
[null,"0109","屋面及防水工程"]
["124","010901005002","膜结构屋面","㎡","82.50"]
[null,null,"P类膜材；厚度 ≥0.80 mm;重量≥950 (g/m2)；经向抗拉强度≥4200 N/5CM,纬向抗拉强度≥4000N/5CM；膜材的表面处理用PVC基材覆涂PVDF涂层；膜材质保年限10~15年"]
[null,null,"工作内容：膜布裁剪、热压胶接、穿高强钢丝拉索（或钢丝绳、钢铰线），锚头锚固膜片安装、施加预张力，膜体表面内外清洁"]
[null,"B-换","膜结构屋面制安{换:P类膜材；厚度 ≥0.80 mm;重量≥950 (g/m2)；膜材的表面处理用PVC基材覆涂PVDF涂层 换:膜结构织物附件}","㎡","82.50"]
[null,"011702","混凝土模板及支架(撑)"]
["125","011702001002","混凝土基础垫层 木模板木支撑","㎡","2.40"]
[" ",null,null," ",null,null," ",null,null," "," "," ","表－09"]
["工程量清单综合单价分析表"]
["工程名称：车棚工程",{"$nulls":9},"第25页 共25页"]
["序号","项目编码","项目名称及项目\r\n特征描述","单位","工程量","综合单价\r\n(元)","综合单价"]
[{"$nulls":6},"人工费","材料费","机械费","管理费","利润","总价措施","规费","增值税"]
[null,"A17-1","混凝土基础垫层 木模板木支撑","100㎡","0.0240"]
["126","010501003004","独立基础 胶合板模板 木支撑","","12.48"]
[null,"A17-14","独立基础 胶合板模板 木支撑","100㎡","0.1248"]
["127","011702025002","其他现浇构件","㎡","1.92"]
[null,null,"1.构件类型:混凝土包脚"]
[null,null,"2.模板、支撑材质:木模板木支撑"]
[null,"A17-120","小型构件 木模板木支撑","100㎡","0.0192"]
[null,null,"#### 总合计 ####"]
[null,null,"     ∑人工费"]
[null,null,"     ∑材料费"]
[null,null,"     ∑机械费"]
[null,null,"     ∑管理费"]
[null,null,"     ∑利  润"]
{"$rows_empty":13}
[" ",null,null," ",null,null," ",null,null," "," "," ","表－09"]